## Database
FES data exchange
Building Block ID Number | Unit | DNO License Area | DFES Scenario | GSP | Baseline (2019) | 2020 | 2021 | 2022 | 2023 | 2024 | 2025 | 2026 | 2027 | 2028 | 2029 | 2030 | 2031 | 2032 | 2033 | 2034 | 2035 | 2036 | 2037 | 2038 | 2039 | 2040 | 2041 | 2042 | 2043 | 2044 | 2045 | 2046 | 2047 | 2048 | 2049 | 2050
Data centres (MW) | MW | SEPD | Consumer Transformation | Abernethy | 0 | 0 | 0 | 0 | 0 | 0 | 0 | 0 | 0 | 0 | 0 | 0 | 0 | 0 | 0 | 0 | 0 | 0 | 0 | 0 | 0 | 0 | 0 | 0 | 0 | 0 | 0 | 0 | 0 | 0 | 0 | 0
Dem_BB001a | Number of homes (cumulative) | SEPD | Consumer Transformation | Abernethy | 0 | 235.0235 | 406.2811 | 567.1757 | 744.0961 | 921.9743 | 1092.1697 | 1263.2923 | 1428.3112 | 1597.4998 | 1760.4827 | 1918.944 | 2046.5162 | 2161.5162 | 2269.5162 | 2381.5162 | 2486.5162 | 2569.4489 | 2646.5608 | 2698.4216 | 2742.108 | 2776.6134 | 2803.4483 | 2826.1342 | 2843.6864 | 2858.1251 | 2867.4846 | 2872.7779 | 2875.0156 | 2875.1882 | 2875.3029 | 2875.3573
Dem_BB002b | Floorspace (m2) (cumulative) | SEPD | Consumer Transformation | Abernethy | 0 | 15210 | 35789.6667 | 67665.1667 | 96156.5 | 125598.6667 | 166119.1667 | 200389.1667 | 232976.6667 | 260464.1667 | 290585 | 325264.1667 | 365670.8333 | 411745 | 450838.3333 | 489504.1667 | 531737.5 | 546741.6667 | 560612.5 | 573225 | 584304.1667 | 593287.5 | 599633.3333 | 603979.1667 | 606300 | 606300 | 606300 | 606300 | 606300 | 606300 | 606300 | 606300
Domestic direct electric heating | Number | SEPD | Consumer Transformation | Abernethy | 2838.86 | 2864.2465 | 2882.8177 | 2867.2397 | 2819.6541 | 2740.4777 | 2602.9264 | 2452.3191 | 2306.0855 | 2203.1543 | 2085.7481 | 1983.8761 | 1903.5779 | 1862.2333 | 1841.7498 | 1832.6048 | 1823.5372 | 1812.8356 | 1800.9551 | 1787.7644 | 1774.4397 | 1761.5152 | 1749.2551 | 1736.9784 | 1724.3999 | 1711.6343 | 1698.5586 | 1685.1733 | 1671.7328 | 1658.1826 | 1644.7328 | 1631.2532
Gas: Hydrogen peaking | MW | SEPD | Consumer Transformation | Abernethy | 0 | 0 | 0 | 0 | 0 | 0 | 0 | 0 | 0 | 0 | 0 | 0 | 0 | 0 | 0 | 0 | 0 | 0 | 0 | 0 | 0 | 0 | 0 | 0 | 0 | 0 | 0 | 0 | 0 | 0 | 0 | 0
Gen_BB001 | MW | SEPD | Consumer Transformation | Abernethy | 0 | 0 | 0 | 0 | 0 | 0 | 0 | 0 | 0 | 0 | 0 | 0 | 0 | 0 | 0 | 0 | 0 | 0 | 0 | 0 | 0 | 0 | 0 | 0 | 0 | 0 | 0 | 0 | 0 | 0 | 0 | 0
Gen_BB004 | MW | SEPD | Consumer Transformation | Abernethy | 5.2 | 5.2 | 5.2 | 5.2 | 5.2 | 5.2 | 5.2 | 5.2 | 5.2 | 5.2 | 5.2 | 5.2 | 5.2 | 5.2 | 5.2 | 5.2 | 5.2 | 5.2 | 5.2 | 5.2 | 5.2 | 5.2 | 5.2 | 5.2 | 5.2 | 0.792 | 0.78408 | 0.7684 | 0.75303 | 0.73044 | 0.70853 | 0.68727
Gen_BB005 | MW | SEPD | Consumer Transformation | Abernethy | 0 | 0 | 0 | 0 | 0 | 0 | 0 | 0 | 0 | 0 | 0 | 0 | 0 | 0 | 0 | 0 | 0 | 0 | 0 | 0 | 0 | 0 | 0 | 0 | 0 | 0 | 0 | 0 | 0 | 0 | 0 | 0
Gen_BB006 | MW | SEPD | Consumer Transformation | Abernethy | 0 | 0 | 0 | 0 | 0 | 0 | 0 | 0 | 0 | 0 | 0 | 0 | 0 | 0 | 0 | 0 | 0 | 0 | 0 | 0 | 0 | 0 | 0 | 0 | 0 | 0 | 0 | 0 | 0 | 0 | 0 | 0
Gen_BB008 | MW | SEPD | Consumer Transformation | Abernethy | 0 | 0 | 0 | 0 | 0 | 0 | 0 | 0 | 0 | 0 | 0 | 0 | 0 | 0 | 0 | 0 | 0 | 0 | 0 | 0 | 0 | 0 | 0 | 0 | 0 | 0 | 0 | 0 | 0 | 0 | 0 | 0
Gen_BB010 | MW | SEPD | Consumer Transformation | Abernethy | 0 | 0 | 0 | 0 | 0 | 0 | 0 | 0 | 0 | 0 | 0 | 0 | 0 | 0 | 0 | 0 | 0 | 0 | 0 | 0 | 0 | 0 | 0 | 0 | 0 | 0 | 0 | 0 | 0 | 0 | 0 | 0
Gen_BB011 | MW | SEPD | Consumer Transformation | Abernethy | 0 | 0 | 0 | 0 | 0 | 0 | 0 | 0 | 0 | 0 | 0 | 0 | 0 | 0 | 0 | 0 | 0 | 0 | 0 | 0 | 0 | 0 | 0 | 0 | 0 | 0 | 0 | 0 | 0 | 0 | 0 | 0
Gen_BB012 | MW | SEPD | Consumer Transformation | Abernethy | 10.67 | 10.9077 | 11.0314 | 11.2231 | 11.2013 | 11.3478 | 32.092 | 33.7109 | 35.4705 | 37.3791 | 39.5826 | 42.354 | 45.5311 | 49.1074 | 52.7458 | 56.5582 | 59.8089 | 62.5646 | 64.1018 | 67.6088 | 68.8216 | 69.9767 | 76.4052 | 77.5593 | 79.6429 | 81.6706 | 83.6973 | 85.5471 | 87.2205 | 88.7162 | 90.0353 | 91.1769
Gen_BB013 | MW | SEPD | Consumer Transformation | Abernethy | 3.4129 | 3.4951 | 3.642 | 3.864 | 4.1881 | 4.5297 | 4.9778 | 5.5375 | 6.1002 | 6.677 | 7.3007 | 7.9515 | 8.5964 | 9.2437 | 9.9 | 10.5714 | 11.2274 | 11.8547 | 12.4649 | 13.0434 | 13.6144 | 14.1771 | 14.752 | 15.3223 | 15.8873 | 16.3708 | 16.8465 | 17.3166 | 17.7825 | 18.2458 | 18.7093 | 19.1733
Gen_BB014 | MW | SEPD | Consumer Transformation | Abernethy | 0 | 0 | 0 | 0 | 0 | 0 | 0 | 0 | 0 | 0 | 0 | 0 | 0 | 0 | 0 | 0 | 0 | 0 | 0 | 0 | 0 | 0 | 0 | 0 | 0 | 0 | 0 | 0 | 0 | 0 | 0 | 0
Gen_BB015 | MW | SEPD | Consumer Transformation | Abernethy | 16.999 | 16.999 | 16.999 | 16.999 | 16.999 | 16.999 | 16.999 | 16.999 | 16.999 | 17.845 | 18.8397 | 25.1823 | 26.4721 | 28.1244 | 29.4667 | 30.8505 | 32.2739 | 33.7904 | 35.4058 | 37.1263 | 42.3659 | 44.1209 | 45.8446 | 47.4503 | 48.9828 | 50.4253 | 51.8394 | 53.2366 | 54.6092 | 56.0374 | 57.4317 | 58.879
Gen_BB016 | MW | SEPD | Consumer Transformation | Abernethy | 2.7655 | 2.7655 | 2.7667 | 2.769 | 2.7728 | 2.7888 | 2.8015 | 2.826 | 2.8711 | 2.945 | 3.0671 | 3.2009 | 3.3561 | 3.7024 | 3.8465 | 4.6581 | 5.8017 | 6.7448 | 6.9903 | 7.2317 | 7.4689 | 7.7019 | 7.9304 | 8.1545 | 8.3739 | 8.5886 | 8.7985 | 9.0105 | 9.2245 | 9.4407 | 9.6591 | 9.8797
Gen_BB017 | MW | SEPD | Consumer Transformation | Abernethy | 0 | 0 | 0 | 0 | 0 | 0 | 0 | 0 | 0 | 0 | 0 | 0 | 0 | 0 | 0 | 0 | 0 | 0 | 0 | 0 | 0 | 0 | 0 | 0 | 0 | 0 | 0 | 0 | 0 | 0 | 0 | 0
Gen_BB018 | MW | SEPD | Consumer Transformation | Abernethy | 1.648 | 1.723 | 1.723 | 1.723 | 1.7286 | 1.8073 | 1.831 | 1.8665 | 1.9021 | 1.94 | 1.9755 | 2.0134 | 2.049 | 2.0846 | 2.1201 | 2.158 | 2.1936 | 2.2253 | 2.2558 | 2.2874 | 2.3157 | 2.3454 | 2.3694 | 2.3904 | 2.4131 | 2.4351 | 2.4589 | 2.4799 | 2.5004 | 2.5229 | 2.545 | 2.5644
Hydrogen electrolysis | MW | SEPD | Consumer Transformation | Abernethy | 0 | 0 | 0 | 0 | 0 | 0 | 0 | 0 | 0 | 0 | 0 | 0 | 0.7 | 0.7 | 0.7 | 1 | 2.1 | 2.1 | 2.2 | 2.7 | 3.4 | 3.4 | 4 | 5 | 5 | 5 | 6 | 6 | 6 | 6 | 6 | 6
Lct_BB001 | Number | SEPD | Consumer Transformation | Abernethy | 119.2585 | 200.593 | 363.9651 | 728.6379 | 1158.8188 | 1742.9787 | 2650.3006 | 3672.7197 | 4696.4755 | 5721.8757 | 6748.8566 | 7778.0224 | 9458.8495 | 11424.0305 | 13444.738 | 15446.1495 | 17412.8207 | 19226.0511 | 20831.2476 | 22196.8521 | 23354.8138 | 24304.4547 | 25045.0207 | 25449.3366 | 25742.9008 | 25804.9123 | 25309.9884 | 25307.5118 | 25233.4414 | 25016.8969 | 24739.8136 | 24400.2328
Lct_BB003 | Number | SEPD | Consumer Transformation | Abernethy | 0 | 0 | 0.96687 | 2.0158 | 3.5668 | 5.6458 | 8.5452 | 11.7508 | 17.0578 | 24.4092 | 43.0912 | 69.8237 | 85.9527 | 102.606 | 119.0705 | 134.7793 | 149.6123 | 163.1129 | 175.1441 | 185.3728 | 194.1573 | 202.5445 | 209.1767 | 214.8611 | 220.878 | 228.5604 | 233.1639 | 234.8091 | 236.2338 | 237.4889 | 238.5949 | 238.9661
Lct_BB005 | Number | SEPD | Consumer Transformation | Abernethy | 267.9693 | 334.863 | 372.098 | 600.713 | 1107.6263 | 1805.9728 | 2520.5931 | 3333.165 | 4197.0429 | 5254.1083 | 6513.6867 | 7687.6335 | 8484.8174 | 9281.8125 | 10082.5716 | 10885.5566 | 11691.9288 | 12233.9336 | 12772.1423 | 13304.7234 | 13840.6517 | 14377.8924 | 14748.0833 | 15118.5604 | 15483.2719 | 15849.2747 | 16213.2727 | 16258.2727 | 16301.4727 | 16343.4727 | 16385.4727 | 16427.4727
Lct_BB006 | Number | SEPD | Consumer Transformation | Abernethy | 0 | 0 | 6.9068 | 13.7255 | 20.455 | 27.0966 | 33.6473 | 48.1791 | 62.4742 | 82.8585 | 102.9032 | 122.6114 | 191.5238 | 259.6796 | 327.0783 | 393.7181 | 459.6011 | 522.446 | 584.5628 | 645.9452 | 706.5978 | 766.5162 | 787.1039 | 807.5475 | 827.8521 | 848.0111 | 868.0283 | 868.0283 | 868.0283 | 868.0283 | 868.0283 | 868.0283
Lct_BB007 | Number | SEPD | Consumer Transformation | Abernethy | 37.591 | 46.6755 | 47.2094 | 78.369 | 149.214 | 227.5311 | 300.0172 | 374.5842 | 454.4627 | 540.8229 | 646.2002 | 740.7394 | 789.1815 | 837.0777 | 884.4282 | 931.2334 | 977.4935 | 1000.9405 | 1024.3458 | 1047.7094 | 1071.0314 | 1094.3117 | 1104.6051 | 1121.2916 | 1138.0539 | 1154.8917 | 1171.8052 | 1168.4644 | 1165.1237 | 1161.7829 | 1158.4421 | 1155.1014
Lct_BB008 | Number | SEPD | Consumer Transformation | Abernethy | 0 | 0 | 0.44598 | 0.88616 | 1.3206 | 1.7493 | 2.1722 | 3.1102 | 4.0331 | 4.9409 | 5.8335 | 6.7111 | 9.7796 | 12.8145 | 15.8156 | 18.783 | 21.7167 | 24.5152 | 27.2812 | 30.0145 | 32.7152 | 35.3833 | 36.3001 | 37.2105 | 38.1146 | 39.0123 | 39.9036 | 39.9036 | 39.9036 | 39.9036 | 39.9036 | 39.9036
Lct_BB010b | MW | SEPD | Consumer Transformation | Abernethy | 1.204 | 1.685 | 2.3947 | 4.1142 | 6.0219 | 8.7298 | 12.8042 | 16.9244 | 20.7708 | 24.7268 | 28.9158 | 33.0512 | 41.7782 | 55.8924 | 68.4736 | 78.3902 | 84.061 | 87.4448 | 89.4839 | 90.5875 | 91.321 | 91.6571 | 91.7979 | 91.7979 | 91.7979 | 91.7979 | 91.8874 | 91.8874 | 91.8874 | 91.8874 | 91.8874 | 91.8874
Lct_BB011b | MW | SEPD | Consumer Transformation | Abernethy | 0.096 | 0.1568 | 0.23267 | 0.42486 | 0.61717 | 0.84803 | 1.208 | 1.7377 | 2.3769 | 2.8585 | 3.3765 | 3.9827 | 4.5427 | 5.0976 | 5.6301 | 6.1102 | 6.5301 | 6.8668 | 7.1162 | 7.2785 | 7.3756 | 7.4258 | 7.4541 | 7.4799 | 7.5151 | 7.5672 | 7.5708 | 7.5708 | 7.5708 | 7.5708 | 7.5708 | 7.5708
Lct_BB012b | MW | SEPD | Consumer Transformation | Abernethy | 0.858 | 0.9398 | 1.016 | 1.2003 | 1.3689 | 1.5703 | 1.8268 | 2.1089 | 2.4255 | 2.7285 | 3.0562 | 3.395 | 3.8682 | 4.3448 | 4.8006 | 5.2129 | 5.5736 | 5.8603 | 6.0682 | 6.2097 | 6.302 | 6.351 | 6.3624 | 6.3666 | 6.3709 | 6.3766 | 6.3864 | 6.3864 | 6.3864 | 6.3864 | 6.3864 | 6.3864
Lct_BB013b | MW | SEPD | Consumer Transformation | Abernethy | 0.068 | 0.2404 | 0.41281 | 0.78134 | 1.0611 | 1.3597 | 1.905 | 2.7586 | 3.6848 | 4.132 | 4.5815 | 5.0924 | 5.6869 | 6.2616 | 6.8062 | 7.2835 | 7.6912 | 8.0049 | 8.2254 | 8.3503 | 8.4091 | 8.4388 | 8.4388 | 8.4388 | 8.4388 | 8.4684 | 8.4684 | 8.4684 | 8.4684 | 8.4684 | 8.4684 | 8.4684
Lct_BB014 | Number | SEPD | Consumer Transformation | Abernethy | 41.771 | 42.0916 | 47.2896 | 53.69 | 60.7206 | 68.6447 | 77.735 | 81.0481 | 90.7141 | 101.5332 | 113.5154 | 127.1326 | 137.8534 | 155.2928 | 175.2949 | 197.8255 | 223.1332 | 333.6926 | 359.4638 | 387.85 | 419.449 | 454.1851 | 515.2244 | 559.6722 | 606.2578 | 660.1421 | 719.6807 | 811.4432 | 914.6412 | 1031.2182 | 1162.391 | 1310.1027
Other generation | MW | SEPD | Consumer Transformation | Abernethy | 0 | 0 | 0 | 0 | 0 | 0 | 0 | 0 | 0 | 0 | 0 | 0 | 0 | 0 | 0 | 0 | 0 | 0 | 0 | 0 | 0 | 0 | 0 | 0 | 0 | 0 | 0 | 0 | 0 | 0 | 0 | 0
Srg_BB001 | MW | SEPD | Consumer Transformation | Abernethy | 0 | 0.16141 | 30.1947 | 30.2288 | 30.2627 | 49.2987 | 49.3801 | 49.8841 | 49.9557 | 50.0328 | 50.1073 | 50.2554 | 50.4862 | 50.733 | 50.9948 | 51.2689 | 51.6102 | 51.8805 | 52.1668 | 52.4648 | 52.788 | 53.1252 | 53.316 | 53.508 | 53.6989 | 53.8912 | 54.0832 | 54.1242 | 54.1646 | 54.2043 | 54.2449 | 54.2844
Srg_BB002 | MW | SEPD | Consumer Transformation | Abernethy | 0 | 0 | 0.0068944 | 0.014247 | 0.022443 | 0.032055 | 0.043299 | 0.1567 | 0.2523 | 0.36795 | 0.50286 | 0.66257 | 0.72833 | 0.79597 | 0.86284 | 0.92923 | 0.99519 | 1.1098 | 1.2292 | 1.3544 | 1.4846 | 1.6204 | 1.8572 | 2.1089 | 2.3745 | 2.654 | 2.9265 | 3.21 | 3.5047 | 3.8103 | 4.127 | 4.4547
Data centres (MW) | MW | SEPD | Consumer Transformation | Alness | 0 | 0 | 0 | 0 | 0 | 0 | 0 | 0 | 0 | 0 | 0 | 0 | 0 | 0 | 0 | 0 | 0 | 0 | 0 | 0 | 0 | 0 | 0 | 0 | 0 | 0 | 0 | 0 | 0 | 0 | 0 | 0
Dem_BB001a | Number of homes (cumulative) | SEPD | Consumer Transformation | Alness | 0 | 60 | 113.5265 | 151.5265 | 203.5265 | 273.5265 | 299.5265 | 315.5265 | 331.5265 | 346.5265 | 414.5265 | 489.5265 | 512.5265 | 531.5265 | 561.5265 | 577.5265 | 592.5265 | 608.6078 | 624.7892 | 639.8302 | 654.7736 | 662.6129 | 665.0783 | 667.4606 | 669.7685 | 670.0131 | 670.2135 | 670.377 | 670.5095 | 670.6058 | 670.6697 | 670.7
Dem_BB002b | Floorspace (m2) (cumulative) | SEPD | Consumer Transformation | Alness | 0 | 3547.8 | 26636.69 | 56355.175 | 103558.9517 | 165749.845 | 207151.355 | 262919.6083 | 300907.5117 | 329457.715 | 349494.285 | 369530.855 | 387179.6333 | 400196.35 | 408622.05 | 414571.7667 | 417048.0333 | 417822 | 417822 | 417822 | 417822 | 417822 | 417822 | 417822 | 417822 | 417822 | 417822 | 417822 | 417822 | 417822 | 417822 | 417822
Domestic direct electric heating | Number | SEPD | Consumer Transformation | Alness | 3178.4895 | 3184.9605 | 3190.7968 | 3100.9812 | 2991.691 | 2840.3544 | 2568.9306 | 2390.3692 | 2237.7017 | 2140.1486 | 2047.6588 | 1964.7678 | 1934.5257 | 1912.5819 | 1904.3786 | 1889.0888 | 1874.2085 | 1859.6371 | 1844.9815 | 1830.377 | 1816.1719 | 1801.6835 | 1788.0158 | 1774.8746 | 1761.9595 | 1749.4839 | 1737.1549 | 1725.3702 | 1713.7114 | 1703.0429 | 1692.5353 | 1682.0525
Gas: Hydrogen peaking | MW | SEPD | Consumer Transformation | Alness | 0 | 0 | 0 | 0 | 0 | 0 | 0 | 0 | 0 | 0 | 0 | 0 | 0 | 0 | 0 | 0 | 0 | 0 | 0 | 0 | 0 | 0 | 0 | 0 | 0 | 0 | 0 | 0 | 0 | 0 | 0 | 0
Gen_BB001 | MW | SEPD | Consumer Transformation | Alness | 0 | 0 | 0 | 0 | 0 | 0 | 0 | 0 | 0 | 0 | 0 | 0 | 0 | 0 | 0 | 0 | 0 | 0 | 0 | 0 | 0 | 0 | 0 | 0 | 0 | 0 | 0 | 0 | 0 | 0 | 0 | 0
Gen_BB004 | MW | SEPD | Consumer Transformation | Alness | 0.08 | 0.08 | 0.08 | 0.08 | 0.08 | 0.08 | 0.08 | 0.08 | 0.08 | 0.08 | 0.08 | 0.08 | 0.08 | 0.08 | 0.08 | 0.08 | 0.08 | 0.08 | 0.08 | 0.08 | 0.08 | 0.08 | 0.08 | 0.08 | 0.08 | 0.0792 | 0.078408 | 0.07684 | 0.075303 | 0.073044 | 0.070853 | 0.068727
Gen_BB005 | MW | SEPD | Consumer Transformation | Alness | 0 | 0 | 0 | 0 | 0 | 0 | 0 | 0 | 0 | 0 | 0 | 0 | 0 | 0 | 0 | 0 | 0 | 0 | 0 | 0 | 0 | 0 | 0 | 0 | 0 | 0 | 0 | 0 | 0 | 0 | 0 | 0
Gen_BB006 | MW | SEPD | Consumer Transformation | Alness | 0 | 0 | 0 | 0 | 0 | 0 | 0 | 0 | 0 | 0 | 0 | 0 | 0 | 0 | 0 | 0 | 0 | 0 | 0 | 0 | 0 | 0 | 0 | 0 | 0 | 0 | 0 | 0 | 0 | 0 | 0 | 0
Gen_BB008 | MW | SEPD | Consumer Transformation | Alness | 0 | 0 | 0 | 0 | 0 | 0 | 0 | 0 | 0 | 0 | 0 | 0 | 0 | 0 | 0 | 0 | 0 | 0 | 0 | 0 | 0 | 0 | 0 | 0 | 0 | 0 | 0 | 0 | 0 | 0 | 0 | 0
Gen_BB010 | MW | SEPD | Consumer Transformation | Alness | 6.95 | 6.95 | 6.95 | 6.95 | 6.95 | 6.95 | 6.95 | 6.95 | 6.95 | 6.95 | 0 | 0 | 0 | 0 | 0 | 0 | 0 | 0 | 0 | 0 | 0 | 0 | 0 | 0 | 0 | 0 | 0 | 0 | 0 | 0 | 0 | 0
Gen_BB011 | MW | SEPD | Consumer Transformation | Alness | 0 | 0 | 0 | 0 | 0 | 0 | 0 | 0 | 0 | 0 | 0 | 0 | 0 | 0 | 0 | 0 | 0 | 0 | 0 | 0 | 0 | 0 | 0 | 0 | 0 | 0 | 0 | 0 | 0 | 0 | 0 | 0
Gen_BB012 | MW | SEPD | Consumer Transformation | Alness | 0.07366 | 0.12772 | 0.1355 | 0.14739 | 0.16465 | 0.18143 | 0.20456 | 0.44404 | 0.72149 | 1.0351 | 1.4056 | 1.8839 | 2.4362 | 3.0599 | 3.693 | 4.3556 | 4.9168 | 5.3915 | 5.6534 | 6.2605 | 6.4674 | 6.669 | 6.8683 | 7.0696 | 7.4297 | 7.7812 | 8.1326 | 8.4532 | 8.7432 | 9.0025 | 9.2311 | 9.429
Gen_BB013 | MW | SEPD | Consumer Transformation | Alness | 1.3397 | 1.3735 | 1.4375 | 1.5304 | 1.6705 | 1.8252 | 2.0008 | 2.2155 | 2.4271 | 2.6357 | 2.9228 | 3.2328 | 3.4967 | 3.7595 | 4.0463 | 4.3211 | 4.5823 | 4.8448 | 5.1043 | 5.3629 | 5.6257 | 5.8809 | 6.1398 | 6.4023 | 6.6656 | 6.8906 | 7.1152 | 7.3398 | 7.5646 | 7.7895 | 8.0146 | 8.2399
Gen_BB014 | MW | SEPD | Consumer Transformation | Alness | 0 | 0 | 0 | 0 | 0 | 0 | 0 | 0 | 0 | 0 | 0 | 0 | 0 | 0 | 0 | 0 | 0 | 0 | 0 | 0 | 0 | 0 | 0 | 0 | 0 | 0 | 0 | 0 | 0 | 0 | 0 | 0
Gen_BB015 | MW | SEPD | Consumer Transformation | Alness | 63.6 | 63.6 | 63.6 | 63.6 | 63.6 | 63.6 | 63.6 | 63.6 | 63.6 | 64.2656 | 84.1481 | 85.2245 | 86.2393 | 87.5392 | 88.5952 | 89.6839 | 90.8038 | 91.9968 | 93.2677 | 109.6213 | 110.9703 | 112.351 | 113.7071 | 114.9704 | 116.1761 | 117.3109 | 118.4235 | 119.5227 | 120.6026 | 121.7262 | 122.8231 | 123.9618
Gen_BB016 | MW | SEPD | Consumer Transformation | Alness | 1.1066 | 1.1066 | 1.1076 | 1.1093 | 1.1123 | 1.125 | 1.1349 | 1.1542 | 1.1897 | 1.2479 | 1.3439 | 1.4491 | 1.5712 | 1.6863 | 1.7997 | 2.0426 | 3.0556 | 3.1682 | 3.3613 | 3.5512 | 3.7378 | 3.9211 | 4.1009 | 4.2772 | 4.4498 | 4.6188 | 4.7839 | 4.9506 | 5.1191 | 5.2892 | 5.461 | 5.6345
Gen_BB017 | MW | SEPD | Consumer Transformation | Alness | 0 | 0 | 0 | 0 | 0 | 0 | 0 | 0 | 0 | 0 | 0 | 0 | 0 | 0 | 0 | 0 | 0 | 0 | 0 | 0 | 0 | 0 | 0 | 0 | 0 | 0 | 0 | 0 | 0 | 0 | 0 | 0
Gen_BB018 | MW | SEPD | Consumer Transformation | Alness | 0.096 | 0.096 | 0.096 | 0.096 | 0.096324 | 0.10091 | 0.10229 | 0.10437 | 0.10644 | 0.10865 | 0.11072 | 0.11293 | 0.115 | 0.11708 | 0.11915 | 0.12136 | 0.12343 | 0.12528 | 0.12706 | 0.1289 | 0.13055 | 0.13228 | 0.13368 | 0.1349 | 0.13622 | 0.13751 | 0.1389 | 0.14012 | 0.14131 | 0.14262 | 0.14391 | 0.14504
Hydrogen electrolysis | MW | SEPD | Consumer Transformation | Alness | 0 | 0 | 0 | 0 | 0 | 0 | 0 | 0 | 0 | 0 | 0 | 0 | 0 | 0 | 0 | 0 | 0 | 0 | 0 | 0 | 0.7 | 0.7 | 0.7 | 0.7 | 0.7 | 0.7 | 0.7 | 1.4 | 1.4 | 1.4 | 1.5 | 1.5
Lct_BB001 | Number | SEPD | Consumer Transformation | Alness | 43.9882 | 73.7413 | 133.0748 | 265.892 | 423.0316 | 636.5483 | 1114.1624 | 1680.488 | 2246.7776 | 2813.1373 | 3379.4237 | 3945.7806 | 4799.4843 | 5804.1425 | 6840.4275 | 7871.3737 | 8890.2696 | 9835.6748 | 10679.1122 | 11403.0173 | 12021.6603 | 12533.4239 | 12937.0959 | 13169.3258 | 13341.1682 | 13383.1854 | 13152.8697 | 13163.8373 | 13136.86 | 13034.1311 | 12899.7296 | 12731.5675
Lct_BB003 | Number | SEPD | Consumer Transformation | Alness | 0 | 0 | 0 | 0 | 0 | 0 | 0 | 0 | 0 | 0 | 0 | 0 | 0 | 0 | 0 | 0 | 0 | 0 | 0 | 0 | 0 | 0 | 0 | 0 | 0 | 0 | 0 | 0 | 0 | 0 | 0 | 0
Lct_BB005 | Number | SEPD | Consumer Transformation | Alness | 464.7485 | 514.266 | 535.1507 | 674.9012 | 1009.013 | 1487.9478 | 1926.4283 | 2340.9709 | 2767.7322 | 3466.1806 | 4344.3322 | 5135.9643 | 5508.8241 | 5878.1639 | 6257.3404 | 6629.8191 | 7005.3808 | 7204.5876 | 7408.4528 | 7618.1595 | 7836.1855 | 8057.2109 | 8201.4237 | 8348.0065 | 8523.1045 | 8699.8031 | 8879.1958 | 8903.7958 | 8928.3958 | 8952.9958 | 8977.5958 | 9002.1958
Lct_BB006 | Number | SEPD | Consumer Transformation | Alness | 0 | 0 | 1.332 | 2.6472 | 3.946 | 5.2274 | 6.4916 | 9.2939 | 12.0518 | 19.1627 | 26.1556 | 33.0285 | 57.0637 | 80.8338 | 104.3394 | 127.5814 | 150.5593 | 172.4775 | 194.1396 | 215.5471 | 236.6995 | 257.5976 | 264.7781 | 271.9092 | 278.9899 | 286.0228 | 293.0046 | 293.0046 | 293.0046 | 293.0046 | 293.0046 | 293.0046
Lct_BB007 | Number | SEPD | Consumer Transformation | Alness | 33.1305 | 41.137 | 41.6076 | 69.0699 | 131.5086 | 200.5327 | 264.4178 | 330.1369 | 400.5371 | 476.65 | 569.5236 | 652.8449 | 695.539 | 737.7519 | 779.4839 | 820.7353 | 861.5063 | 882.1711 | 902.7993 | 923.3906 | 943.9452 | 964.4631 | 973.5351 | 988.2417 | 1003.015 | 1017.8549 | 1032.7615 | 1029.8172 | 1026.8728 | 1023.9284 | 1020.9841 | 1018.0397
Lct_BB008 | Number | SEPD | Consumer Transformation | Alness | 0 | 0 | 0.39306 | 0.78102 | 1.1639 | 1.5417 | 1.9144 | 2.7411 | 3.5545 | 4.3546 | 5.1413 | 5.9147 | 8.6192 | 11.2939 | 13.9389 | 16.5543 | 19.1399 | 21.6063 | 24.044 | 26.453 | 28.8332 | 31.1848 | 31.9927 | 32.7951 | 33.5919 | 34.3831 | 35.1686 | 35.1686 | 35.1686 | 35.1686 | 35.1686 | 35.1686
Lct_BB010b | MW | SEPD | Consumer Transformation | Alness | 0.091 | 0.21312 | 0.43646 | 1.0668 | 1.7638 | 2.7395 | 5.001 | 7.2845 | 9.428 | 11.5042 | 13.76 | 16.159 | 20.0041 | 25.6318 | 31.7458 | 36.9984 | 41.0914 | 44.225 | 46.3396 | 47.5264 | 48.194 | 48.8454 | 49.0192 | 49.0192 | 49.0192 | 49.0192 | 49.0695 | 49.0695 | 49.0695 | 49.0695 | 49.0695 | 49.0695
Lct_BB011b | MW | SEPD | Consumer Transformation | Alness | 0.007 | 0.035 | 0.07509 | 0.17157 | 0.26821 | 0.38507 | 0.57089 | 0.84845 | 1.1844 | 1.4327 | 1.6992 | 2.0127 | 2.2938 | 2.5724 | 2.84 | 3.0814 | 3.2928 | 3.4627 | 3.5893 | 3.6715 | 3.7217 | 3.7496 | 3.7652 | 3.7792 | 3.7986 | 3.8271 | 3.8292 | 3.8292 | 3.8292 | 3.8292 | 3.8292 | 3.8292
Lct_BB012b | MW | SEPD | Consumer Transformation | Alness | 0.352 | 0.4331 | 0.5125 | 0.70423 | 0.88363 | 1.0998 | 1.3798 | 1.6886 | 2.0363 | 2.3656 | 2.7224 | 3.0944 | 3.6062 | 4.1222 | 4.6173 | 5.0661 | 5.4598 | 5.7749 | 6.0053 | 6.1605 | 6.26 | 6.3107 | 6.3188 | 6.321 | 6.3234 | 6.3265 | 6.3324 | 6.3324 | 6.3324 | 6.3324 | 6.3324 | 6.3324
Lct_BB013b | MW | SEPD | Consumer Transformation | Alness | 0 | 0 | 0 | 0 | 0 | 0 | 0 | 0 | 0 | 0 | 0 | 0 | 0 | 0 | 0 | 0 | 0 | 0 | 0 | 0 | 0 | 0 | 0 | 0 | 0 | 0 | 0 | 0 | 0 | 0 | 0 | 0
Lct_BB014 | Number | SEPD | Consumer Transformation | Alness | 8.4647 | 8.5297 | 9.583 | 10.8801 | 12.3048 | 13.9106 | 15.7527 | 20.2662 | 22.6833 | 25.3886 | 28.3847 | 31.7898 | 41.9291 | 47.2334 | 53.3172 | 60.1701 | 67.8676 | 101.4951 | 109.3336 | 117.9674 | 127.5785 | 138.1437 | 164.7644 | 178.9785 | 193.8762 | 211.1079 | 230.1479 | 259.4927 | 292.4946 | 329.7749 | 371.7229 | 418.9599
Other generation | MW | SEPD | Consumer Transformation | Alness | 0 | 0 | 0 | 0 | 0 | 0 | 0 | 0 | 0 | 0 | 0 | 0 | 0 | 0 | 0 | 0 | 0 | 0 | 0 | 0 | 0 | 0 | 0 | 0 | 0 | 0 | 0 | 0 | 0 | 0 | 0 | 0
Srg_BB001 | MW | SEPD | Consumer Transformation | Alness | 0 | 0.090243 | 0.16358 | 0.23956 | 0.31495 | 0.39859 | 0.52031 | 1.0799 | 1.1802 | 1.2858 | 1.409 | 1.6384 | 1.7951 | 1.9661 | 2.1493 | 2.3403 | 2.6114 | 2.876 | 3.1541 | 3.469 | 3.8003 | 4.143 | 4.2995 | 4.4565 | 4.6104 | 4.7646 | 4.917 | 4.9652 | 5.0121 | 5.0576 | 5.1036 | 5.1481
Srg_BB002 | MW | SEPD | Consumer Transformation | Alness | 0 | 0 | 0.002734 | 0.0056768 | 0.0089963 | 0.012929 | 0.017587 | 0.065183 | 0.10574 | 0.15524 | 0.21347 | 0.28292 | 0.3117 | 0.34148 | 0.37107 | 0.40058 | 0.42995 | 0.48103 | 0.53438 | 0.59034 | 0.64862 | 0.70943 | 0.81567 | 0.92865 | 1.048 | 1.1736 | 1.2962 | 1.4238 | 1.5564 | 1.6941 | 1.8369 | 1.9846
Data centres (MW) | MW | SEPD | Consumer Transformation | Arbroath | 0 | 0 | 0 | 0 | 0 | 0 | 0 | 0 | 0 | 0 | 0 | 0 | 0 | 0 | 0 | 0 | 0 | 0 | 0 | 0 | 0 | 0 | 0 | 0 | 0 | 0 | 0 | 0 | 0 | 0 | 0 | 0
Dem_BB001a | Number of homes (cumulative) | SEPD | Consumer Transformation | Arbroath | 0 | 92.3898 | 192.0592 | 292.2949 | 395.5616 | 497.7778 | 574.0945 | 649.2946 | 718.3287 | 783.6345 | 837.6109 | 881.3433 | 917.1046 | 944.148 | 959.148 | 974.148 | 985.148 | 994.0104 | 1003.0455 | 1008.8386 | 1011.4637 | 1012.8436 | 1013.6089 | 1014.2376 | 1014.7438 | 1015.146 | 1015.4755 | 1015.7443 | 1015.9622 | 1016.1205 | 1016.2256 | 1016.2755
Dem_BB002b | Floorspace (m2) (cumulative) | SEPD | Consumer Transformation | Arbroath | 0 | 77760 | 146345.7778 | 215305.7778 | 289629.6667 | 329777.4444 | 361994.1111 | 393718.3333 | 418518.1111 | 443873.4444 | 474884.3333 | 500209.1111 | 519695 | 530701.6667 | 536339.4444 | 540741.6667 | 543908.3333 | 546519.4444 | 548575 | 549650 | 550300 | 550600 | 550600 | 550600 | 550600 | 550600 | 550600 | 550600 | 550600 | 550600 | 550600 | 550600
Domestic direct electric heating | Number | SEPD | Consumer Transformation | Arbroath | 3072.6629 | 3082.5942 | 3093.3965 | 3039.4367 | 2962.8851 | 2848.7514 | 2646.4798 | 2480.9396 | 2336.5127 | 2242.3544 | 2132.525 | 2023.9589 | 1975.5412 | 1944.3896 | 1929.7633 | 1910.7291 | 1892.1564 | 1873.9353 | 1855.301 | 1836.888 | 1818.5158 | 1800.5776 | 1783.8364 | 1767.5088 | 1751.2142 | 1735.166 | 1719.4631 | 1704.1631 | 1689.0071 | 1674.9546 | 1661.9604 | 1649.3708
Gas: Hydrogen peaking | MW | SEPD | Consumer Transformation | Arbroath | 0 | 0 | 0 | 0 | 0 | 0 | 0 | 0 | 0 | 0 | 0 | 0 | 0 | 0 | 0 | 0 | 0 | 0 | 0 | 0 | 0 | 0 | 0 | 0 | 0 | 0 | 0 | 0 | 0 | 0 | 0 | 0
Gen_BB001 | MW | SEPD | Consumer Transformation | Arbroath | 0.125 | 0.125 | 0.125 | 0.125 | 0.125 | 0.125 | 0.125 | 0.125 | 0.125 | 0.125 | 0.125 | 0.125 | 0.125 | 0.125 | 0 | 0 | 0 | 0 | 0 | 0 | 0 | 0 | 0 | 0 | 0 | 0 | 0 | 0 | 0 | 0 | 0 | 0
Gen_BB004 | MW | SEPD | Consumer Transformation | Arbroath | 0.65 | 0.65 | 0.65 | 0.74565 | 1.116 | 1.3003 | 1.4842 | 1.682 | 1.9582 | 2.3143 | 2.6774 | 3.0378 | 3.4129 | 3.7882 | 4.1727 | 4.5557 | 4.9485 | 5.318 | 5.6065 | 5.8962 | 6.0976 | 6.2921 | 6.476 | 6.6634 | 6.8375 | 6.9415 | 7.0482 | 7.0826 | 7.1301 | 7.1042 | 7.0837 | 7.2168
Gen_BB005 | MW | SEPD | Consumer Transformation | Arbroath | 0 | 0 | 0 | 0 | 0 | 0 | 0 | 0 | 0 | 0 | 0 | 0 | 0 | 0 | 0 | 0 | 0 | 0 | 0 | 0 | 0 | 0 | 0 | 0 | 0 | 0 | 0 | 0 | 0 | 0 | 0 | 0
Gen_BB006 | MW | SEPD | Consumer Transformation | Arbroath | 0 | 0 | 0 | 0 | 0 | 0 | 0 | 0 | 0 | 0 | 0 | 0 | 0 | 0 | 0 | 0 | 0 | 0 | 0 | 0 | 0 | 0 | 0 | 0 | 0 | 0 | 0 | 0 | 0 | 0 | 0 | 0
Gen_BB008 | MW | SEPD | Consumer Transformation | Arbroath | 0 | 0 | 0 | 0 | 0 | 0 | 0 | 0 | 0 | 0 | 0 | 0 | 0 | 0 | 0 | 0 | 0 | 0 | 0 | 0 | 0 | 0 | 0 | 0 | 0 | 0 | 0 | 0 | 0 | 0 | 0 | 0
Gen_BB010 | MW | SEPD | Consumer Transformation | Arbroath | 0 | 0 | 0 | 0 | 0 | 0 | 0 | 0 | 0 | 0 | 0 | 0 | 0 | 0 | 0 | 0 | 0 | 0 | 0 | 0 | 0 | 0 | 0 | 0 | 0 | 0 | 0 | 0 | 0 | 0 | 0 | 0
Gen_BB011 | MW | SEPD | Consumer Transformation | Arbroath | 0 | 0 | 0 | 0 | 0 | 0 | 0 | 0 | 0 | 0 | 0 | 0 | 0 | 0 | 0 | 0 | 0 | 0 | 0 | 0 | 0 | 0 | 0 | 0 | 0 | 0 | 0 | 0 | 0 | 0 | 0 | 0
Gen_BB012 | MW | SEPD | Consumer Transformation | Arbroath | 16.6309 | 16.8491 | 17.0116 | 17.2648 | 17.1947 | 17.3737 | 17.4824 | 17.9929 | 18.5197 | 19.0692 | 19.6893 | 20.4405 | 21.2907 | 22.2378 | 23.2025 | 24.2121 | 25.0834 | 25.8315 | 26.2769 | 27.2091 | 27.571 | 32.9946 | 33.331 | 36.3534 | 36.9348 | 37.4881 | 38.0409 | 38.5509 | 39.0178 | 39.4414 | 39.8218 | 40.1588
Gen_BB013 | MW | SEPD | Consumer Transformation | Arbroath | 1.7109 | 1.7628 | 1.865 | 2.0222 | 2.2484 | 2.4829 | 2.7783 | 3.1492 | 3.5152 | 3.8788 | 4.2632 | 4.6516 | 5.0506 | 5.4526 | 5.86 | 6.275 | 6.6756 | 7.0763 | 7.4685 | 7.8619 | 8.2522 | 8.6462 | 9.0602 | 9.4771 | 9.8931 | 10.2558 | 10.6192 | 10.9829 | 11.3467 | 11.7107 | 12.0749 | 12.4396
Gen_BB014 | MW | SEPD | Consumer Transformation | Arbroath | 0 | 0 | 0 | 0 | 0 | 0 | 0 | 0 | 0 | 0 | 0 | 0 | 0 | 0 | 0 | 0 | 0 | 0 | 0 | 0 | 0 | 0 | 0 | 0 | 0 | 0 | 0 | 0 | 0 | 0 | 0 | 0
Gen_BB015 | MW | SEPD | Consumer Transformation | Arbroath | 0 | 0 | 0 | 0 | 0 | 0 | 0 | 0 | 0 | 0.13558 | 0.29499 | 0.51425 | 0.72096 | 0.98575 | 1.2009 | 1.4226 | 1.6508 | 1.8938 | 2.1527 | 2.4284 | 2.7032 | 2.9845 | 3.2607 | 3.518 | 3.7636 | 3.9948 | 4.2214 | 4.4454 | 4.6653 | 4.8942 | 5.1177 | 5.3496
Gen_BB016 | MW | SEPD | Consumer Transformation | Arbroath | 1.2767 | 1.2767 | 1.2769 | 1.2773 | 1.2779 | 1.2805 | 1.2825 | 1.2864 | 1.2936 | 1.3055 | 1.3251 | 1.3465 | 1.3714 | 1.7248 | 1.8479 | 2.202 | 2.725 | 2.748 | 2.7873 | 2.826 | 2.864 | 2.9013 | 2.938 | 2.9739 | 3.009 | 3.0434 | 3.0771 | 3.1111 | 3.1454 | 3.18 | 3.215 | 3.2504
Gen_BB017 | MW | SEPD | Consumer Transformation | Arbroath | 0 | 0 | 0 | 0 | 0 | 0 | 0 | 0 | 0 | 0 | 0 | 0 | 0 | 0 | 0 | 0 | 0 | 0 | 0 | 0 | 0 | 0 | 0 | 0 | 0 | 0 | 0 | 0 | 0 | 0 | 0 | 0
Gen_BB018 | MW | SEPD | Consumer Transformation | Arbroath | 0 | 0 | 0 | 0 | 0 | 0 | 0 | 0 | 0 | 0 | 0 | 0 | 0 | 0 | 0 | 0 | 0 | 0 | 0 | 0 | 0 | 0 | 0 | 0 | 0 | 0 | 0 | 0 | 0 | 0 | 0 | 0
Hydrogen electrolysis | MW | SEPD | Consumer Transformation | Arbroath | 0 | 0 | 0 | 0 | 0 | 0 | 0 | 0 | 0 | 0 | 0 | 0 | 0 | 0 | 0 | 0 | 0 | 0 | 0 | 0 | 0 | 0 | 0 | 0 | 0 | 0 | 0 | 0 | 0 | 0 | 0 | 0
Lct_BB001 | Number | SEPD | Consumer Transformation | Arbroath | 64.029 | 105.7871 | 192.91 | 384.8234 | 614.8106 | 928.312 | 1591.0507 | 2456.5774 | 3327.2968 | 4205.107 | 5090.7865 | 5986.8585 | 7278.7224 | 8877.9065 | 10567.7864 | 12299.8851 | 14070.5757 | 15780.0257 | 17374.9195 | 18813.0819 | 20093.65 | 21199.4203 | 22118.0695 | 22763.8189 | 23277.6331 | 23497.4605 | 23302.9393 | 23401.0518 | 23430.8435 | 23328.6746 | 23171.4063 | 22950.0415
Lct_BB003 | Number | SEPD | Consumer Transformation | Arbroath | 0.2554 | 0.2554 | 4.4573 | 11.6737 | 20.8602 | 33.1354 | 56.5977 | 103.198 | 164.9851 | 205.7823 | 252.1163 | 318.2028 | 372.4506 | 421.9815 | 471.1064 | 517.9088 | 562.0389 | 602.0978 | 637.6978 | 667.6598 | 693.2722 | 717.6328 | 736.4962 | 752.8279 | 770.0376 | 791.3919 | 805.425 | 809.6004 | 813.2372 | 816.4577 | 819.3108 | 820.3312
Lct_BB005 | Number | SEPD | Consumer Transformation | Arbroath | 53.5911 | 106.6519 | 142.9911 | 385.9844 | 818.2099 | 1418.3194 | 2014.3378 | 2746.9787 | 3519.304 | 4295.7288 | 5238.0408 | 6155.4919 | 6973.9334 | 7794.998 | 8619.6245 | 9454.4428 | 10299.7788 | 10953.4116 | 11606.2636 | 12261.8814 | 12918.1238 | 13576.0208 | 14026.5973 | 14480.9157 | 14880.4528 | 15283.9346 | 15689.0243 | 15731.6243 | 15774.2243 | 15816.8243 | 15859.4243 | 15902.0243
Lct_BB006 | Number | SEPD | Consumer Transformation | Arbroath | 0 | 0 | 10.7332 | 21.3289 | 31.7862 | 42.1022 | 52.2824 | 74.8605 | 97.0764 | 124.538 | 151.5436 | 178.0919 | 270.9222 | 362.7304 | 453.5174 | 543.2865 | 632.0353 | 716.6921 | 800.3657 | 883.0516 | 964.7511 | 1045.4655 | 1073.1974 | 1100.7367 | 1128.0868 | 1155.2444 | 1182.2095 | 1182.2095 | 1182.2095 | 1182.2095 | 1182.2095 | 1182.2095
Lct_BB007 | Number | SEPD | Consumer Transformation | Arbroath | 51.8187 | 64.3415 | 65.0775 | 108.0306 | 205.6894 | 313.6482 | 413.5693 | 516.3588 | 626.47 | 745.5162 | 890.7774 | 1021.0981 | 1087.8748 | 1153.8989 | 1219.1709 | 1283.6911 | 1347.46 | 1379.7813 | 1412.0451 | 1444.2515 | 1476.4005 | 1508.492 | 1522.6812 | 1545.6834 | 1568.7899 | 1592.0006 | 1615.3156 | 1610.7104 | 1606.1052 | 1601.5 | 1596.8948 | 1592.2896
Lct_BB008 | Number | SEPD | Consumer Transformation | Arbroath | 0 | 0 | 0.61473 | 1.2215 | 1.8204 | 2.4113 | 2.9942 | 4.2872 | 5.5594 | 6.8108 | 8.0413 | 9.2509 | 13.4809 | 17.6644 | 21.8014 | 25.892 | 29.9361 | 33.7938 | 37.6065 | 41.3743 | 45.0972 | 48.7752 | 50.0389 | 51.2939 | 52.5402 | 53.7777 | 55.0064 | 55.0064 | 55.0064 | 55.0064 | 55.0064 | 55.0064
Lct_BB010b | MW | SEPD | Consumer Transformation | Arbroath | 0.456 | 0.6575 | 0.9703 | 1.7399 | 2.6838 | 3.9476 | 6.8646 | 9.7838 | 12.5525 | 15.3765 | 18.5068 | 21.6884 | 26.8692 | 34.2263 | 43.2152 | 50.1214 | 55.7827 | 59.6918 | 63.1602 | 65.0631 | 66.1706 | 66.8561 | 67.2566 | 67.2566 | 67.2566 | 67.2566 | 67.4147 | 67.4147 | 67.4147 | 67.4147 | 67.4147 | 67.4147
Lct_BB011b | MW | SEPD | Consumer Transformation | Arbroath | 0.229 | 0.2644 | 0.30584 | 0.40919 | 0.51172 | 0.6349 | 0.81208 | 1.0529 | 1.3378 | 1.5733 | 1.8276 | 2.1196 | 2.4243 | 2.7262 | 3.0137 | 3.2726 | 3.4974 | 3.6762 | 3.8067 | 3.889 | 3.9361 | 3.9549 | 3.9648 | 3.9738 | 3.9861 | 4.0044 | 4.0057 | 4.0057 | 4.0057 | 4.0057 | 4.0057 | 4.0057
Lct_BB012b | MW | SEPD | Consumer Transformation | Arbroath | 0.672 | 0.7386 | 0.80332 | 0.94181 | 1.0546 | 1.183 | 1.3325 | 1.5075 | 1.7055 | 1.9074 | 2.127 | 2.3509 | 2.6815 | 3.0165 | 3.3385 | 3.6314 | 3.89 | 4.0986 | 4.2536 | 4.3682 | 4.453 | 4.5113 | 4.5461 | 4.5623 | 4.5793 | 4.6018 | 4.6376 | 4.6376 | 4.6376 | 4.6376 | 4.6376 | 4.6376
Lct_BB013b | MW | SEPD | Consumer Transformation | Arbroath | 0 | 0 | 0 | 0 | 0 | 0 | 0 | 0 | 0 | 0 | 0 | 0 | 0 | 0 | 0 | 0 | 0 | 0 | 0 | 0 | 0 | 0 | 0 | 0 | 0 | 0 | 0 | 0 | 0 | 0 | 0 | 0
Lct_BB014 | Number | SEPD | Consumer Transformation | Arbroath | 27.9758 | 28.1905 | 31.6719 | 35.9585 | 40.6672 | 45.9743 | 52.0625 | 71.7914 | 80.3535 | 89.9369 | 100.5506 | 112.6126 | 148.7219 | 167.5362 | 189.1153 | 213.4222 | 240.7252 | 360.0012 | 387.8042 | 418.4284 | 452.5186 | 489.9934 | 540.8304 | 587.4873 | 636.3881 | 692.9504 | 755.448 | 851.7709 | 960.0978 | 1082.4685 | 1220.1605 | 1375.2133
Other generation | MW | SEPD | Consumer Transformation | Arbroath | 0 | 0.05 | 0.05 | 0.05 | 0.05 | 0.05 | 0.05 | 0.05 | 0.05 | 0.05 | 0.05 | 0.05 | 0.05 | 0.05 | 0.05 | 0.05 | 0.05 | 0.05 | 0.05 | 0.05 | 0.05 | 0.05 | 0.05 | 0.05 | 0.05 | 0.05 | 0.05 | 0.05 | 0.05 | 0.05 | 0.05 | 0.05
Srg_BB001 | MW | SEPD | Consumer Transformation | Arbroath | 0 | 0.30521 | 35.3357 | 35.3663 | 35.3968 | 35.4273 | 35.4578 | 35.9488 | 35.9805 | 36.0133 | 36.047 | 36.0862 | 36.4742 | 36.8781 | 37.2981 | 37.7339 | 38.1931 | 38.4277 | 38.672 | 38.9265 | 39.1908 | 39.4645 | 39.7046 | 39.945 | 40.1855 | 40.4265 | 40.6677 | 40.6749 | 40.6821 | 40.6893 | 40.6967 | 40.7039
Srg_BB002 | MW | SEPD | Consumer Transformation | Arbroath | 0 | 0 | 0.0035312 | 0.0073706 | 0.011757 | 0.01701 | 0.023309 | 0.088533 | 0.14469 | 0.21382 | 0.29579 | 0.3942 | 0.43525 | 0.47793 | 0.52053 | 0.56318 | 0.60584 | 0.68035 | 0.75846 | 0.84069 | 0.92659 | 1.0165 | 1.1739 | 1.3418 | 1.5195 | 1.7069 | 1.89 | 2.081 | 2.2798 | 2.4864 | 2.7009 | 2.9232
Data centres (MW) | MW | SEPD | Consumer Transformation | Ardmore | 0 | 0 | 0 | 0 | 0 | 0 | 0 | 0 | 0 | 0 | 0 | 0 | 0 | 0 | 0 | 0 | 0 | 0 | 0 | 0 | 0 | 0 | 0 | 0 | 0 | 0 | 0 | 0 | 0 | 0 | 0 | 0
Dem_BB001a | Number of homes (cumulative) | SEPD | Consumer Transformation | Ardmore | 0 | 160 | 211 | 253 | 279 | 345 | 411 | 478 | 528 | 555 | 577 | 599 | 619 | 637 | 651 | 665 | 673 | 676 | 679 | 680 | 680 | 680 | 680 | 680 | 680 | 680 | 680 | 680 | 680 | 680 | 680 | 680
Dem_BB002b | Floorspace (m2) (cumulative) | SEPD | Consumer Transformation | Ardmore | 0 | 4320 | 4416 | 6192 | 12068 | 27114 | 33215 | 62350 | 76753.3333 | 91990 | 108060 | 180565.3333 | 258397.5 | 335156.5 | 433081.5 | 533137.5 | 619628.6667 | 709920 | 804011.5 | 901903.1667 | 998961.5 | 1039584.5 | 1075246.5 | 1104497.5 | 1127665 | 1146199 | 1160099.5 | 1169366.5 | 1174000 | 1174000 | 1174000 | 1174000
Domestic direct electric heating | Number | SEPD | Consumer Transformation | Ardmore | 4949.2392 | 4949.2392 | 4949.2392 | 4949.2392 | 4949.2392 | 4949.2392 | 4949.2392 | 4949.2392 | 4949.2392 | 4681.3509 | 4560.8037 | 4446.2953 | 4429.3462 | 4409.1492 | 4401.2836 | 4375.733 | 4350.4615 | 4325.4944 | 4300.8319 | 4276.4738 | 4252.4202 | 4228.6203 | 4205.0995 | 4181.9086 | 4158.9713 | 4136.3132 | 4113.9343 | 4091.7836 | 4069.9374 | 4048.3196 | 4027.0063 | 4005.9213
Gas: Hydrogen peaking | MW | SEPD | Consumer Transformation | Ardmore | 0 | 0 | 0 | 0 | 0 | 0 | 0 | 0 | 0 | 0 | 0 | 0 | 0 | 0 | 0 | 0 | 0 | 0 | 0 | 0 | 0 | 0 | 0 | 0 | 0 | 0 | 0 | 0 | 0 | 0 | 0 | 0
Gen_BB001 | MW | SEPD | Consumer Transformation | Ardmore | 0.15 | 0.15 | 0.15 | 0.15 | 0.15 | 0.15 | 0.15 | 0.15 | 0.15 | 0.15 | 0.15 | 0.15 | 0.15 | 0.15 | 0.15 | 0.15 | 0.15 | 0.15 | 0.15 | 0.15 | 0.15 | 0.15 | 0 | 0 | 0 | 0 | 0 | 0 | 0 | 0 | 0 | 0
Gen_BB004 | MW | SEPD | Consumer Transformation | Ardmore | 0 | 0 | 0 | 0 | 0 | 0 | 0 | 0 | 0 | 0 | 0 | 0 | 0 | 0 | 0 | 0 | 0 | 0 | 0 | 0 | 0 | 0 | 0 | 0 | 0 | 0 | 0 | 0 | 0 | 0 | 0 | 0
Gen_BB005 | MW | SEPD | Consumer Transformation | Ardmore | 0 | 0 | 0 | 0 | 0 | 0 | 0 | 0 | 0 | 0 | 0 | 0 | 0 | 0 | 0 | 0 | 0 | 0 | 0 | 0 | 0 | 0 | 0 | 0 | 0 | 0 | 0 | 0 | 0 | 0 | 0 | 0
Gen_BB006 | MW | SEPD | Consumer Transformation | Ardmore | 0 | 0 | 0 | 0 | 0 | 0 | 0 | 0 | 0 | 0 | 0 | 0 | 0 | 0 | 0 | 0 | 0 | 0 | 0 | 0 | 0 | 0 | 0 | 0 | 0 | 0 | 0 | 0 | 0 | 0 | 0 | 0
Gen_BB008 | MW | SEPD | Consumer Transformation | Ardmore | 0 | 0 | 0 | 0 | 0 | 0 | 0 | 0 | 0 | 0 | 0 | 0 | 0 | 0 | 0 | 0 | 0 | 0 | 0 | 0 | 0 | 0 | 0 | 0 | 0 | 0 | 0 | 0 | 0 | 0 | 0 | 0
Gen_BB010 | MW | SEPD | Consumer Transformation | Ardmore | 0 | 0 | 0 | 0 | 0 | 0 | 0 | 0 | 0 | 0 | 0 | 0 | 0 | 0 | 0 | 0 | 0 | 0 | 0 | 0 | 0 | 0 | 0 | 0 | 0 | 0 | 0 | 0 | 0 | 0 | 0 | 0
Gen_BB011 | MW | SEPD | Consumer Transformation | Ardmore | 0 | 0 | 0 | 0 | 0 | 0 | 0 | 0 | 0 | 0 | 0 | 0 | 0 | 0 | 0 | 0 | 0 | 0 | 0 | 0 | 0 | 0 | 0 | 0 | 0 | 0 | 0 | 0 | 0 | 0 | 0 | 0
Gen_BB012 | MW | SEPD | Consumer Transformation | Ardmore | 0.04596 | 0.0492 | 0.055882 | 0.06721 | 0.085659 | 0.1055 | 0.13529 | 0.17654 | 0.21921 | 0.26285 | 0.31175 | 0.36344 | 0.41819 | 0.47367 | 0.52986 | 0.58675 | 0.6429 | 0.69877 | 0.75485 | 0.81071 | 0.86659 | 0.92253 | 0.97893 | 1.0354 | 1.0919 | 1.1388 | 1.1857 | 1.2327 | 1.2797 | 1.3269 | 1.3741 | 1.4215
Gen_BB013 | MW | SEPD | Consumer Transformation | Ardmore | 1.0376 | 1.09 | 1.1893 | 1.342 | 1.5641 | 1.7816 | 2.0824 | 2.4679 | 2.844 | 3.2131 | 3.6146 | 4.0294 | 4.4597 | 4.8884 | 5.3168 | 5.7457 | 6.1615 | 6.5733 | 6.985 | 7.3941 | 7.8027 | 8.2107 | 8.6202 | 9.0277 | 9.4335 | 9.7663 | 10.098 | 10.4293 | 10.7605 | 11.0914 | 11.4223 | 11.7532
Gen_BB014 | MW | SEPD | Consumer Transformation | Ardmore | 0 | 0 | 0 | 0 | 0 | 0 | 0 | 0 | 0 | 0 | 0 | 0 | 0 | 0 | 0 | 0 | 0 | 0 | 0 | 0 | 0 | 0 | 0 | 0 | 0 | 0 | 0 | 0 | 0 | 0 | 0 | 0
Gen_BB015 | MW | SEPD | Consumer Transformation | Ardmore | 35.7 | 35.7 | 40.7 | 40.7 | 90.4 | 90.4 | 90.4 | 90.4 | 97.3 | 97.3 | 97.3 | 97.3 | 97.3 | 97.3 | 106.9 | 106.9 | 112.9 | 112.9 | 112.9 | 112.9 | 114.7 | 114.7 | 114.7 | 114.7 | 114.7 | 114.7 | 114.7 | 114.7 | 114.7 | 114.7 | 114.7 | 114.7
Gen_BB016 | MW | SEPD | Consumer Transformation | Ardmore | 3.31 | 3.31 | 3.31 | 3.31 | 3.31 | 3.31 | 3.31 | 3.31 | 3.31 | 3.31 | 3.31 | 3.31 | 3.31 | 3.31 | 5.11 | 5.19 | 5.19 | 5.67 | 5.67 | 5.72 | 5.72 | 5.72 | 5.72 | 5.72 | 5.72 | 5.72 | 5.72 | 5.72 | 5.72 | 5.72 | 5.72 | 5.72
Gen_BB017 | MW | SEPD | Consumer Transformation | Ardmore | 0 | 0 | 0 | 0 | 0 | 0 | 0 | 0 | 0 | 0 | 0 | 0 | 0 | 0 | 0 | 0 | 0 | 0 | 0 | 0 | 0 | 0 | 0 | 0 | 0 | 0 | 0 | 0 | 0 | 0 | 0 | 0
Gen_BB018 | MW | SEPD | Consumer Transformation | Ardmore | 2.2198 | 2.2198 | 2.2198 | 2.2198 | 2.2277 | 2.3401 | 2.3739 | 2.4246 | 2.4754 | 2.5294 | 2.5801 | 2.6342 | 2.685 | 2.7357 | 2.7864 | 2.8405 | 2.8913 | 2.9366 | 2.9801 | 3.0252 | 3.0655 | 3.1078 | 3.1422 | 3.1721 | 3.2044 | 3.2359 | 3.2698 | 3.2998 | 3.329 | 3.3611 | 3.3926 | 3.4203
Hydrogen electrolysis | MW | SEPD | Consumer Transformation | Ardmore | 0 | 0 | 0 | 0 | 0 | 0 | 0 | 0 | 0 | 0 | 0 | 0 | 0 | 0 | 0 | 0 | 0 | 0 | 0 | 0 | 0 | 0 | 0 | 0 | 0 | 0.7 | 0.7 | 0.7 | 0.7 | 0.7 | 0.7 | 0.7
Lct_BB001 | Number | SEPD | Consumer Transformation | Ardmore | 66.1408 | 113.2893 | 207.5606 | 417.2924 | 662.2425 | 994.0675 | 1812.2349 | 2700.9122 | 3589.3725 | 4477.927 | 5366.5885 | 6255.1549 | 7641.9315 | 9175.6351 | 10724.8592 | 12223.3918 | 13652.056 | 14921.2535 | 15994.0632 | 16856.0581 | 17548.862 | 18082.286 | 18462.938 | 18579.9309 | 18637.5131 | 18586.4248 | 18057.8444 | 17985.1442 | 17863.7534 | 17644.5025 | 17382.0041 | 17080.5327
Lct_BB003 | Number | SEPD | Consumer Transformation | Ardmore | 0 | 0 | 0 | 0 | 0 | 0 | 0 | 0 | 0 | 0 | 0 | 0 | 0 | 0 | 0 | 0 | 0 | 0 | 0 | 0 | 0 | 0 | 0 | 0 | 0 | 0 | 0 | 0 | 0 | 0 | 0 | 0
Lct_BB005 | Number | SEPD | Consumer Transformation | Ardmore | 1577.4798 | 1625.939 | 1648.0077 | 1812.8336 | 2331.1704 | 3137.4912 | 4012.6747 | 4774.1451 | 5550.738 | 6799.4857 | 8334.5095 | 9667.7874 | 10122.0544 | 10578.3659 | 11033.4246 | 11485.9168 | 11937.7031 | 12052.8049 | 12180.83 | 12320.8748 | 12473.6396 | 12636.8362 | 12711.4538 | 12786.4235 | 12957.2652 | 13132.0102 | 13309.7839 | 13309.7839 | 13309.7839 | 13309.7839 | 13309.7839 | 13309.7839
Lct_BB006 | Number | SEPD | Consumer Transformation | Ardmore | 0 | 0 | 1.1392 | 2.2632 | 3.3728 | 4.4683 | 5.5491 | 7.945 | 10.3033 | 13.5789 | 16.8003 | 19.9673 | 31.0413 | 41.9938 | 52.8247 | 63.5332 | 74.1209 | 84.2194 | 94.2016 | 104.0656 | 113.8124 | 123.4413 | 126.7484 | 130.0328 | 133.2951 | 136.5349 | 139.7518 | 139.7518 | 139.7518 | 139.7518 | 139.7518 | 139.7518
Lct_BB007 | Number | SEPD | Consumer Transformation | Ardmore | 11.381 | 14.1314 | 14.2931 | 23.727 | 45.1759 | 68.8871 | 90.833 | 113.4089 | 137.5928 | 163.7391 | 195.6431 | 224.2657 | 238.932 | 253.433 | 267.7688 | 281.9395 | 295.9452 | 303.044 | 310.1302 | 317.2037 | 324.2647 | 331.313 | 334.4295 | 339.4815 | 344.5564 | 349.6542 | 354.775 | 353.7635 | 352.7521 | 351.7407 | 350.7292 | 349.7178
Lct_BB008 | Number | SEPD | Consumer Transformation | Ardmore | 0 | 0 | 0.13503 | 0.2683 | 0.39984 | 0.52964 | 0.65768 | 0.94167 | 1.2211 | 1.4959 | 1.7662 | 2.0318 | 2.9609 | 3.8797 | 4.7883 | 5.6867 | 6.575 | 7.4222 | 8.2597 | 9.0872 | 9.9049 | 10.7127 | 10.9903 | 11.2659 | 11.5396 | 11.8114 | 12.0813 | 12.0813 | 12.0813 | 12.0813 | 12.0813 | 12.0813
Lct_BB010b | MW | SEPD | Consumer Transformation | Ardmore | 0.049 | 0.23707 | 0.61541 | 1.6174 | 2.8087 | 4.3535 | 8.3493 | 12.5567 | 16.4149 | 20.2361 | 23.9396 | 27.8594 | 34.3942 | 41.265 | 52.1048 | 65.6552 | 77.1309 | 83.7934 | 87.4893 | 89.5027 | 90.5381 | 91.286 | 91.5328 | 91.5328 | 91.5328 | 91.5328 | 91.5631 | 91.5631 | 91.5631 | 91.5631 | 91.5631 | 91.5631
Lct_BB011b | MW | SEPD | Consumer Transformation | Ardmore | 0.364 | 0.3982 | 0.4632 | 0.59982 | 0.73527 | 0.89898 | 1.1476 | 1.5032 | 1.9297 | 2.2609 | 2.6166 | 3.0315 | 3.4314 | 3.8277 | 4.2071 | 4.5489 | 4.8464 | 5.0847 | 5.26 | 5.3728 | 5.4387 | 5.4702 | 5.4878 | 5.5037 | 5.5257 | 5.558 | 5.5604 | 5.5604 | 5.5604 | 5.5604 | 5.5604 | 5.5604
Lct_BB012b | MW | SEPD | Consumer Transformation | Ardmore | 0.825 | 0.8768 | 0.93586 | 1.0611 | 1.1717 | 1.3024 | 1.4646 | 1.6447 | 1.8474 | 2.0446 | 2.258 | 2.4767 | 2.7879 | 3.1021 | 3.4021 | 3.6736 | 3.9113 | 4.1007 | 4.2377 | 4.3331 | 4.3978 | 4.4354 | 4.4491 | 4.455 | 4.4611 | 4.4692 | 4.4824 | 4.4824 | 4.4824 | 4.4824 | 4.4824 | 4.4824
Lct_BB013b | MW | SEPD | Consumer Transformation | Ardmore | 0 | 0.0145 | 0.02896 | 0.0599 | 0.08339 | 0.10846 | 0.15428 | 0.22595 | 0.3037 | 0.34123 | 0.37898 | 0.42187 | 0.47177 | 0.52003 | 0.56576 | 0.60585 | 0.64008 | 0.66642 | 0.68495 | 0.69542 | 0.70035 | 0.70283 | 0.70283 | 0.70283 | 0.70283 | 0.7053 | 0.7053 | 0.7053 | 0.7053 | 0.7053 | 0.7053 | 0.7053
Lct_BB014 | Number | SEPD | Consumer Transformation | Ardmore | 11.7438 | 11.8339 | 13.2953 | 15.0947 | 17.0714 | 19.2992 | 21.8549 | 21.127 | 23.6466 | 26.4669 | 29.5903 | 33.1399 | 32.6246 | 36.7518 | 41.4855 | 46.8176 | 52.807 | 78.9721 | 85.0711 | 91.7891 | 99.2673 | 107.488 | 123.9616 | 134.6557 | 145.8641 | 158.8285 | 173.1533 | 195.2311 | 220.0603 | 248.1084 | 279.6683 | 315.2073
Other generation | MW | SEPD | Consumer Transformation | Ardmore | 0 | 0 | 0 | 0 | 0 | 0 | 0 | 0 | 0 | 0 | 0 | 0 | 0 | 0 | 0 | 0 | 0 | 0 | 0 | 0 | 0 | 0 | 0 | 0 | 0 | 0 | 0 | 0 | 0 | 0 | 0 | 0
Srg_BB001 | MW | SEPD | Consumer Transformation | Ardmore | 0 | 0.054292 | 0.10088 | 0.14915 | 0.24891 | 0.36041 | 0.52602 | 1.3087 | 1.5599 | 1.8172 | 2.0605 | 2.4213 | 2.9863 | 3.5639 | 4.158 | 4.7576 | 5.4537 | 5.9998 | 6.5569 | 7.1131 | 7.6855 | 8.2648 | 8.54 | 8.8148 | 9.0855 | 9.3556 | 9.6231 | 9.7296 | 9.8345 | 9.9377 | 10.041 | 10.1425
Srg_BB002 | MW | SEPD | Consumer Transformation | Ardmore | 0 | 0 | 0.0022913 | 0.0049261 | 0.0081413 | 0.012195 | 0.017338 | 0.073609 | 0.1241 | 0.1883 | 0.26662 | 0.36295 | 0.40397 | 0.44737 | 0.49133 | 0.53591 | 0.58105 | 0.66077 | 0.74516 | 0.83477 | 0.92912 | 1.0286 | 1.2039 | 1.3919 | 1.5919 | 1.8038 | 2.0117 | 2.2291 | 2.4563 | 2.6932 | 2.9398 | 3.1961
Data centres (MW) | MW | SEPD | Consumer Transformation | Beauly | 0 | 0 | 0 | 0 | 0 | 0 | 0 | 0 | 0 | 0 | 0 | 0 | 0 | 0 | 0 | 0 | 0 | 0 | 0 | 0 | 0 | 0 | 0 | 0 | 0 | 0 | 0 | 0 | 0 | 0 | 0 | 0
Dem_BB001a | Number of homes (cumulative) | SEPD | Consumer Transformation | Beauly | 0 | 205.6156 | 412.3516 | 556.9008 | 660.4633 | 746.004 | 801.004 | 838.004 | 879.004 | 920.004 | 977.004 | 1037.004 | 1075.004 | 1096.004 | 1111.004 | 1126.004 | 1139.004 | 1151.472 | 1164.0759 | 1174.4893 | 1183.7701 | 1189.8881 | 1192.5081 | 1193.0175 | 1193.4276 | 1193.7534 | 1194.0204 | 1194.2382 | 1194.4147 | 1194.5429 | 1194.6281 | 1194.6685
Dem_BB002b | Floorspace (m2) (cumulative) | SEPD | Consumer Transformation | Beauly | 0 | 0 | 0 | 0 | 0 | 0 | 0 | 0 | 0 | 0 | 0 | 0 | 0 | 0 | 0 | 0 | 0 | 0 | 0 | 0 | 0 | 0 | 0 | 0 | 0 | 0 | 0 | 0 | 0 | 0 | 0 | 0
Domestic direct electric heating | Number | SEPD | Consumer Transformation | Beauly | 3573.4934 | 3595.7441 | 3618.0985 | 3586.1884 | 3505.9527 | 3379.7666 | 3160.5245 | 2960.4539 | 2772.4157 | 2648.1713 | 2517.6946 | 2396.6528 | 2340.7096 | 2304.2325 | 2286.2766 | 2264.6166 | 2243.4849 | 2222.7644 | 2202.3183 | 2182.444 | 2163.1497 | 2144.6972 | 2127.2854 | 2110.4364 | 2093.6505 | 2077.0658 | 2060.6119 | 2044.2188 | 2028.0515 | 2012.4948 | 1997.3006 | 1982.7744
Gas: Hydrogen peaking | MW | SEPD | Consumer Transformation | Beauly | 0 | 0 | 0 | 0 | 0 | 0 | 0 | 0 | 0 | 0 | 0 | 0 | 0 | 0 | 0 | 0 | 0 | 0 | 0 | 0 | 0 | 0 | 0 | 0 | 0 | 0 | 0 | 0 | 0 | 0 | 0 | 0
Gen_BB001 | MW | SEPD | Consumer Transformation | Beauly | 0 | 0 | 0 | 0 | 0 | 0 | 0 | 0 | 0 | 0 | 0 | 0 | 0 | 0 | 0 | 0 | 0 | 0 | 0 | 0 | 0 | 0 | 0 | 0 | 0 | 0 | 0 | 0 | 0 | 0 | 0 | 0
Gen_BB004 | MW | SEPD | Consumer Transformation | Beauly | 0.15 | 0.15 | 0.15 | 0.15 | 0.15 | 0.15 | 0.15 | 0.15 | 0.15 | 0.15 | 0.15 | 0.15 | 0.15 | 0.15 | 0.15 | 0.15 | 0.15 | 0.15 | 0.15 | 0.15 | 0.15 | 0.15 | 0.15 | 0.15 | 0.15 | 0.15 | 0.15 | 0.15 | 0.15 | 0.15 | 0.15 | 0.15
Gen_BB005 | MW | SEPD | Consumer Transformation | Beauly | 0 | 0 | 0 | 0 | 0 | 0 | 0 | 0 | 0 | 0 | 0 | 0 | 0 | 0 | 0 | 0 | 0 | 0 | 0 | 0 | 0 | 0 | 0 | 0 | 0 | 0 | 0 | 0 | 0 | 0 | 0 | 0
Gen_BB006 | MW | SEPD | Consumer Transformation | Beauly | 0 | 0 | 0 | 0 | 0 | 0 | 0 | 0 | 0 | 0 | 0 | 0 | 0 | 0 | 0 | 0 | 0 | 0 | 0 | 0 | 0 | 0 | 0 | 0 | 0 | 0 | 0 | 0 | 0 | 0 | 0 | 0
Gen_BB008 | MW | SEPD | Consumer Transformation | Beauly | 0 | 0 | 0 | 0 | 0 | 0 | 0 | 0 | 0 | 0 | 0 | 0 | 0 | 0 | 0 | 0 | 0 | 0 | 0 | 0 | 0 | 0 | 0 | 0 | 0 | 0 | 0 | 0 | 0 | 0 | 0 | 0
Gen_BB010 | MW | SEPD | Consumer Transformation | Beauly | 0 | 0 | 0 | 0 | 0 | 0 | 0 | 0 | 0 | 0 | 0 | 0 | 0 | 0 | 0 | 0 | 0 | 0 | 0 | 0 | 0 | 0 | 0 | 0 | 0 | 0 | 0 | 0 | 0 | 0 | 0 | 0
Gen_BB011 | MW | SEPD | Consumer Transformation | Beauly | 0 | 0 | 0 | 0 | 0 | 0 | 0 | 0 | 0 | 0 | 0 | 0 | 0 | 0 | 0 | 0 | 0 | 0 | 0 | 0 | 0 | 0 | 0 | 0 | 0 | 0 | 0 | 0 | 0 | 0 | 0 | 0
Gen_BB012 | MW | SEPD | Consumer Transformation | Beauly | 0.29293 | 0.30156 | 0.31802 | 0.34305 | 0.37912 | 0.41396 | 0.46168 | 0.52223 | 0.58075 | 0.63774 | 0.69922 | 0.76222 | 0.8274 | 0.8922 | 0.95683 | 1.0215 | 1.0782 | 1.1338 | 1.1889 | 1.2433 | 1.2971 | 1.3505 | 1.404 | 1.4573 | 1.5105 | 1.5545 | 1.5985 | 1.6424 | 1.6862 | 1.7301 | 1.7739 | 1.8177
Gen_BB013 | MW | SEPD | Consumer Transformation | Beauly | 2.8495 | 2.9258 | 3.0754 | 3.2837 | 3.5622 | 3.8384 | 4.1894 | 4.6198 | 5.0483 | 5.474 | 5.9559 | 6.4614 | 6.9678 | 7.4613 | 7.9572 | 8.4618 | 8.8913 | 9.3208 | 9.7445 | 10.1693 | 10.5938 | 11.0217 | 11.4597 | 11.8978 | 12.3349 | 12.7104 | 13.0853 | 13.4602 | 13.8353 | 14.212 | 14.5875 | 14.9647
Gen_BB014 | MW | SEPD | Consumer Transformation | Beauly | 0 | 0 | 0 | 0 | 0 | 0 | 0 | 0 | 0 | 0 | 0 | 0 | 0 | 0 | 0 | 0 | 0 | 0 | 0 | 0 | 0 | 0 | 0 | 0 | 0 | 0 | 0 | 0 | 0 | 0 | 0 | 0
Gen_BB015 | MW | SEPD | Consumer Transformation | Beauly | 93.8 | 102.3 | 102.3 | 102.3 | 102.3 | 102.3 | 102.3 | 102.3 | 102.3 | 103.1444 | 124.1372 | 125.5026 | 142.79 | 149.2391 | 150.5789 | 151.96 | 153.3807 | 154.8942 | 156.5065 | 158.2237 | 159.9351 | 161.6867 | 163.4071 | 165.0097 | 166.5393 | 167.979 | 169.3904 | 170.7849 | 172.1549 | 173.5803 | 174.9719 | 176.4164
Gen_BB016 | MW | SEPD | Consumer Transformation | Beauly | 1.3752 | 1.3752 | 1.3765 | 1.3787 | 1.3825 | 1.3985 | 1.4112 | 1.4357 | 1.4807 | 1.5544 | 1.6763 | 1.8098 | 1.9647 | 2.2007 | 2.3446 | 3.6758 | 3.8191 | 3.962 | 4.207 | 4.4479 | 4.6847 | 4.9172 | 5.1453 | 5.3689 | 5.5879 | 5.8022 | 6.0117 | 6.2233 | 6.4369 | 6.6527 | 6.8707 | 7.0908
Gen_BB017 | MW | SEPD | Consumer Transformation | Beauly | 0 | 0 | 0 | 0 | 0 | 0 | 0 | 0 | 0 | 0 | 0 | 0 | 0 | 0 | 0 | 0 | 0 | 0 | 0 | 0 | 0 | 0 | 0 | 0 | 0 | 0 | 0 | 0 | 0 | 0 | 0 | 0
Gen_BB018 | MW | SEPD | Consumer Transformation | Beauly | 10.2238 | 10.2238 | 10.2238 | 10.2238 | 10.2347 | 10.3891 | 10.4355 | 10.5052 | 10.575 | 10.6492 | 10.7189 | 10.7932 | 10.8629 | 10.9327 | 11.0023 | 11.0766 | 11.1464 | 11.2087 | 11.2684 | 11.3304 | 11.3858 | 11.444 | 11.4912 | 11.5323 | 11.5767 | 11.62 | 11.6666 | 11.7077 | 11.7479 | 11.7919 | 11.8353 | 11.8734
Hydrogen electrolysis | MW | SEPD | Consumer Transformation | Beauly | 0 | 0 | 0 | 0 | 0 | 0 | 0 | 0 | 0 | 0 | 0 | 0 | 0 | 0 | 0 | 0 | 0 | 0 | 0 | 0 | 0 | 0 | 0 | 0 | 0 | 0 | 0 | 0 | 0 | 0 | 0 | 0
Lct_BB001 | Number | SEPD | Consumer Transformation | Beauly | 89.0412 | 151.0666 | 274.7916 | 550.8762 | 875.3193 | 1315.1652 | 2090.6693 | 2950.8569 | 3810.9604 | 4671.2491 | 5531.3572 | 6391.5861 | 7787.0896 | 9378.4439 | 11000.828 | 12589.7947 | 14129.4851 | 15525.2308 | 16735.4097 | 17739.7975 | 18572.3786 | 19238.0212 | 19739.4482 | 19968.2094 | 20120.6905 | 20119.6465 | 19651.2273 | 19616.2183 | 19526.5141 | 19327.2681 | 19080.7809 | 18788.315
Lct_BB003 | Number | SEPD | Consumer Transformation | Beauly | 0 | 0 | 0 | 0 | 0 | 0 | 0 | 0 | 0 | 0 | 0 | 0 | 0 | 0 | 0 | 0 | 0 | 0 | 0 | 0 | 0 | 0 | 0 | 0 | 0 | 0 | 0 | 0 | 0 | 0 | 0 | 0
Lct_BB005 | Number | SEPD | Consumer Transformation | Beauly | 351.7624 | 429.758 | 465.391 | 669.2666 | 1185.0778 | 1851.2482 | 2491.5552 | 3071.0457 | 3670.3014 | 4687.1444 | 5912.3363 | 6997.2454 | 7495.9387 | 7986.6605 | 8475.9766 | 8966.5895 | 9460.0008 | 9700.8292 | 9947.5332 | 10203.5772 | 10468.5957 | 10743.4832 | 10920.4234 | 11098.6455 | 11323.4731 | 11552.5729 | 11785.1688 | 11818.7688 | 11852.3688 | 11886.5688 | 11920.1688 | 11954.3688
Lct_BB006 | Number | SEPD | Consumer Transformation | Beauly | 0 | 0 | 1.2781 | 2.5409 | 3.7875 | 5.0186 | 6.2331 | 8.9251 | 11.5738 | 19.6164 | 27.528 | 35.306 | 62.5001 | 89.3953 | 115.9924 | 142.2917 | 168.2902 | 193.0909 | 217.6021 | 241.8261 | 265.7602 | 289.4039 | 297.5288 | 305.5966 | 313.6083 | 321.5634 | 329.4635 | 329.4635 | 329.4635 | 329.4635 | 329.4635 | 329.4635
Lct_BB007 | Number | SEPD | Consumer Transformation | Beauly | 11.4241 | 14.1849 | 14.3472 | 23.8168 | 45.3469 | 69.1478 | 91.1767 | 113.838 | 138.1135 | 164.3588 | 196.3835 | 225.1144 | 239.8362 | 254.392 | 268.7821 | 283.0064 | 297.0651 | 304.1907 | 311.3037 | 318.404 | 325.4917 | 332.5667 | 335.6949 | 340.766 | 345.8601 | 350.9772 | 356.1173 | 355.102 | 354.0867 | 353.0715 | 352.0562 | 351.0409
Lct_BB008 | Number | SEPD | Consumer Transformation | Beauly | 0 | 0 | 0.13553 | 0.26929 | 0.40132 | 0.53158 | 0.66012 | 0.94517 | 1.2256 | 1.5015 | 1.7728 | 2.0395 | 2.972 | 3.8943 | 4.8063 | 5.7082 | 6.5997 | 7.4502 | 8.2908 | 9.1214 | 9.9422 | 10.7531 | 11.0317 | 11.3084 | 11.5832 | 11.856 | 12.1269 | 12.1269 | 12.1269 | 12.1269 | 12.1269 | 12.1269
Lct_BB010b | MW | SEPD | Consumer Transformation | Beauly | 0.315 | 0.62333 | 1.1762 | 2.4915 | 4.068 | 6.1364 | 9.9107 | 13.5938 | 16.958 | 20.4122 | 24.2741 | 28.0026 | 34.7613 | 47.1946 | 59.0718 | 66.2015 | 71.506 | 75.0339 | 77.1978 | 78.2139 | 78.9864 | 79.4989 | 79.6845 | 79.6845 | 79.6845 | 79.6845 | 79.7494 | 79.7494 | 79.7494 | 79.7494 | 79.7494 | 79.7494
Lct_BB011b | MW | SEPD | Consumer Transformation | Beauly | 0.094 | 0.1279 | 0.17708 | 0.28999 | 0.4019 | 0.53666 | 0.73471 | 1.0106 | 1.3394 | 1.6038 | 1.8885 | 2.2175 | 2.5488 | 2.8775 | 3.1908 | 3.473 | 3.7188 | 3.9147 | 4.058 | 4.1489 | 4.2016 | 4.2242 | 4.2366 | 4.2478 | 4.2633 | 4.2861 | 4.2877 | 4.2877 | 4.2877 | 4.2877 | 4.2877 | 4.2877
Lct_BB012b | MW | SEPD | Consumer Transformation | Beauly | 0.305 | 0.3214 | 0.33575 | 0.36651 | 0.38965 | 0.41598 | 0.44403 | 0.46952 | 0.49748 | 0.52745 | 0.55823 | 0.58471 | 0.63363 | 0.6804 | 0.72273 | 0.75783 | 0.78518 | 0.80291 | 0.81118 | 0.81753 | 0.82273 | 0.82687 | 0.83005 | 0.8316 | 0.83321 | 0.83533 | 0.83867 | 0.83867 | 0.83867 | 0.83867 | 0.83867 | 0.83867
Lct_BB013b | MW | SEPD | Consumer Transformation | Beauly | 0 | 0.0181 | 0.03602 | 0.07453 | 0.10377 | 0.13496 | 0.19194 | 0.28112 | 0.37788 | 0.42459 | 0.47155 | 0.52493 | 0.58704 | 0.6471 | 0.70399 | 0.75385 | 0.79644 | 0.8292 | 0.85223 | 0.86528 | 0.87142 | 0.87453 | 0.87453 | 0.87453 | 0.87453 | 0.87762 | 0.87762 | 0.87762 | 0.87762 | 0.87762 | 0.87762 | 0.87762
Lct_BB014 | Number | SEPD | Consumer Transformation | Beauly | 18.1133 | 18.2523 | 20.5063 | 23.2818 | 26.3305 | 29.7666 | 33.7085 | 33.7028 | 37.7223 | 42.2212 | 47.2039 | 52.8664 | 54.9425 | 61.8931 | 69.8651 | 78.8448 | 88.9314 | 132.9957 | 143.267 | 154.5805 | 167.1745 | 181.0188 | 210.9151 | 229.1105 | 248.181 | 270.2394 | 294.6124 | 332.1768 | 374.4226 | 422.1452 | 475.8428 | 536.3109
Other generation | MW | SEPD | Consumer Transformation | Beauly | 0 | 0 | 0 | 0 | 0 | 0 | 0 | 0 | 0 | 0 | 0 | 0 | 0 | 0 | 0 | 0 | 0 | 0 | 0 | 0 | 0 | 0 | 0 | 0 | 0 | 0 | 0 | 0 | 0 | 0 | 0 | 0
Srg_BB001 | MW | SEPD | Consumer Transformation | Beauly | 0 | 0.11666 | 0.23176 | 0.35113 | 0.46954 | 0.60124 | 0.79416 | 1.7725 | 2.0555 | 2.3461 | 2.6501 | 3.1075 | 3.8507 | 4.6179 | 5.4031 | 6.1989 | 7.1233 | 7.8478 | 8.5919 | 9.3396 | 10.109 | 10.8932 | 11.2773 | 11.6619 | 12.0419 | 12.4219 | 12.7992 | 12.938 | 13.0749 | 13.2098 | 13.3454 | 13.4787
Srg_BB002 | MW | SEPD | Consumer Transformation | Beauly | 0 | 0 | 0.0057935 | 0.012008 | 0.018989 | 0.027228 | 0.036944 | 0.13576 | 0.21964 | 0.32171 | 0.44143 | 0.58383 | 0.64272 | 0.70353 | 0.76384 | 0.82389 | 0.88327 | 0.98597 | 1.0926 | 1.204 | 1.3194 | 1.4394 | 1.6482 | 1.8694 | 2.1023 | 2.3469 | 2.585 | 2.8323 | 3.0888 | 3.3546 | 3.6296 | 3.9137
Data centres (MW) | MW | SEPD | Consumer Transformation | Boat of Garten | 0 | 0 | 0 | 0 | 0 | 0 | 0 | 0 | 0 | 0 | 0 | 0 | 0 | 0 | 0 | 0 | 0 | 0 | 0 | 0 | 0 | 0 | 0 | 0 | 0 | 0 | 0 | 0 | 0 | 0 | 0 | 0
Dem_BB001a | Number of homes (cumulative) | SEPD | Consumer Transformation | Boat of Garten | 0 | 84 | 179 | 251 | 321 | 396 | 468 | 526 | 577 | 631 | 690 | 752 | 813 | 863 | 911 | 938 | 961 | 980.952 | 1000.9923 | 1018.9089 | 1033.7396 | 1045.538 | 1053.9808 | 1058.3446 | 1061.6375 | 1061.8702 | 1062.0608 | 1062.2164 | 1062.3425 | 1062.434 | 1062.4949 | 1062.5237
Dem_BB002b | Floorspace (m2) (cumulative) | SEPD | Consumer Transformation | Boat of Garten | 0 | 8877.6 | 9074.88 | 9272.16 | 9469.44 | 9666.72 | 11064 | 12364 | 12564 | 12764 | 12964 | 13164 | 13364 | 13564 | 13764 | 13864 | 13864 | 13864 | 13864 | 13864 | 13864 | 13864 | 13864 | 13864 | 13864 | 13864 | 13864 | 13864 | 13864 | 13864 | 13864 | 13864
Domestic direct electric heating | Number | SEPD | Consumer Transformation | Boat of Garten | 2592.7516 | 2601.8228 | 2612.0833 | 2587.8404 | 2544.9035 | 2480.922 | 2371.3498 | 2269.8664 | 2168.2693 | 2102.6093 | 2031.028 | 1960.9459 | 1926.1358 | 1904.2047 | 1894.2178 | 1882.0293 | 1869.6952 | 1857.3066 | 1844.8119 | 1832.3256 | 1819.8261 | 1807.554 | 1795.5593 | 1783.4797 | 1771.5274 | 1759.4441 | 1747.5439 | 1735.6982 | 1723.9969 | 1712.363 | 1700.8461 | 1689.4833
Gas: Hydrogen peaking | MW | SEPD | Consumer Transformation | Boat of Garten | 0 | 0 | 0 | 0 | 0 | 0 | 0 | 0 | 0 | 0 | 0 | 0 | 0 | 0 | 0 | 0 | 0 | 0 | 0 | 0 | 0 | 0 | 0 | 0 | 0 | 0 | 0 | 0 | 0 | 0 | 0 | 0
Gen_BB001 | MW | SEPD | Consumer Transformation | Boat of Garten | 0 | 0 | 0 | 0 | 0 | 0 | 0 | 0 | 0 | 0 | 0 | 0 | 0 | 0 | 0 | 0 | 0 | 0 | 0 | 0 | 0 | 0 | 0 | 0 | 0 | 0 | 0 | 0 | 0 | 0 | 0 | 0
Gen_BB004 | MW | SEPD | Consumer Transformation | Boat of Garten | 0.249 | 0.249 | 0.249 | 0.249 | 0.249 | 0.249 | 0.249 | 0.249 | 0.249 | 0.249 | 0.249 | 0.249 | 0.249 | 0.249 | 0.249 | 0.249 | 0.249 | 0.249 | 0.249 | 0.249 | 0.249 | 0.249 | 0.249 | 0.249 | 0.249 | 0.24651 | 0.24404 | 0.23916 | 0.23438 | 0.22735 | 0.22053 | 0.21391
Gen_BB005 | MW | SEPD | Consumer Transformation | Boat of Garten | 0 | 0 | 0 | 0 | 0 | 0 | 0 | 0 | 0 | 0 | 0 | 0 | 0 | 0 | 0 | 0 | 0 | 0 | 0 | 0 | 0 | 0 | 0 | 0 | 0 | 0 | 0 | 0 | 0 | 0 | 0 | 0
Gen_BB006 | MW | SEPD | Consumer Transformation | Boat of Garten | 0 | 0 | 0 | 0 | 0 | 0 | 0 | 0 | 0 | 0 | 0 | 0 | 0 | 0 | 0 | 0 | 0 | 0 | 0 | 0 | 0 | 0 | 0 | 0 | 0 | 0 | 0 | 0 | 0 | 0 | 0 | 0
Gen_BB008 | MW | SEPD | Consumer Transformation | Boat of Garten | 0 | 0 | 0 | 0 | 0 | 0 | 0 | 0 | 0 | 0 | 0 | 0 | 0 | 0 | 0 | 0 | 0 | 0 | 0 | 0 | 0 | 0 | 0 | 0 | 0 | 0 | 0 | 0 | 0 | 0 | 0 | 0
Gen_BB010 | MW | SEPD | Consumer Transformation | Boat of Garten | 0 | 0 | 0 | 0 | 0 | 0 | 0 | 0 | 0 | 0 | 0 | 0 | 0 | 0 | 0 | 0 | 0 | 0 | 0 | 0 | 0 | 0 | 0 | 0 | 0 | 0 | 0 | 0 | 0 | 0 | 0 | 0
Gen_BB011 | MW | SEPD | Consumer Transformation | Boat of Garten | 0 | 0 | 0 | 0 | 0 | 0 | 0 | 0 | 0 | 0 | 0 | 0 | 0 | 0 | 0 | 0 | 0 | 0 | 0 | 0 | 0 | 0 | 0 | 0 | 0 | 0 | 0 | 0 | 0 | 0 | 0 | 0
Gen_BB012 | MW | SEPD | Consumer Transformation | Boat of Garten | 0.07844 | 0.35278 | 0.36079 | 0.37234 | 0.3878 | 0.40164 | 0.41915 | 0.43949 | 0.45761 | 0.47412 | 0.49092 | 0.50728 | 0.52351 | 0.53907 | 0.55412 | 0.56879 | 0.58908 | 0.60915 | 0.6292 | 0.64909 | 0.66892 | 0.68871 | 0.70861 | 0.72851 | 0.74839 | 0.76486 | 0.78134 | 0.79783 | 0.81433 | 0.83084 | 0.84737 | 0.86392
Gen_BB013 | MW | SEPD | Consumer Transformation | Boat of Garten | 1.4518 | 1.4707 | 1.5107 | 1.5642 | 1.6382 | 1.7231 | 1.8304 | 1.9502 | 2.0682 | 2.1935 | 2.3363 | 2.4917 | 2.6577 | 2.8142 | 2.977 | 3.1212 | 3.3242 | 3.5233 | 3.7196 | 3.9153 | 4.108 | 4.3019 | 4.4993 | 4.692 | 4.8857 | 5.0504 | 5.2164 | 5.3824 | 5.5486 | 5.7148 | 5.8812 | 6.0478
Gen_BB014 | MW | SEPD | Consumer Transformation | Boat of Garten | 0 | 0 | 0 | 0 | 0 | 0 | 0 | 0 | 0 | 0 | 0 | 0 | 0 | 0 | 0 | 0 | 0 | 0 | 0 | 0 | 0 | 0 | 0 | 0 | 0 | 0 | 0 | 0 | 0 | 0 | 0 | 0
Gen_BB015 | MW | SEPD | Consumer Transformation | Boat of Garten | 0 | 0 | 0 | 0 | 0 | 0 | 0 | 0 | 0 | 1.0475 | 2.2791 | 3.973 | 5.57 | 7.6158 | 9.2778 | 10.9911 | 12.7536 | 14.6312 | 16.6313 | 18.7616 | 20.8846 | 23.0576 | 25.1918 | 27.1799 | 29.0774 | 30.8634 | 32.6143 | 34.3443 | 36.0438 | 37.8121 | 39.5385 | 41.3304
Gen_BB016 | MW | SEPD | Consumer Transformation | Boat of Garten | 0.81774 | 0.81774 | 0.81931 | 0.82204 | 0.82676 | 0.84665 | 0.86233 | 0.89274 | 0.94854 | 1.0401 | 1.1912 | 1.3568 | 1.549 | 1.7302 | 1.9086 | 2.1334 | 2.9612 | 3.1385 | 3.4424 | 3.7413 | 4.035 | 4.3234 | 4.6064 | 4.8838 | 5.1555 | 5.4214 | 5.6812 | 5.9437 | 6.2087 | 6.4764 | 6.7468 | 7.0199
Gen_BB017 | MW | SEPD | Consumer Transformation | Boat of Garten | 0 | 0 | 0 | 0 | 0 | 0 | 0 | 0 | 0 | 0 | 0 | 0 | 0 | 0 | 0 | 0 | 0 | 0 | 0 | 0 | 0 | 0 | 0 | 0 | 0 | 0 | 0 | 0 | 0 | 0 | 0 | 0
Gen_BB018 | MW | SEPD | Consumer Transformation | Boat of Garten | 5.2749 | 5.2749 | 5.2749 | 5.2749 | 5.2749 | 5.2749 | 5.2749 | 5.2749 | 5.2749 | 5.2749 | 5.2749 | 5.2749 | 5.2749 | 5.2749 | 5.2749 | 5.2749 | 5.2749 | 5.2749 | 5.2749 | 5.2749 | 5.2749 | 5.2749 | 5.2749 | 5.2749 | 5.2749 | 5.2749 | 5.2749 | 5.2749 | 5.2749 | 5.2749 | 5.2749 | 5.2749
Hydrogen electrolysis | MW | SEPD | Consumer Transformation | Boat of Garten | 0 | 0 | 0 | 0 | 0 | 0 | 0 | 0 | 0 | 0 | 0 | 0 | 0 | 0 | 0 | 0 | 0 | 0 | 0 | 0 | 0.7 | 1.4 | 1.4 | 1.4 | 1.4 | 1.4 | 1.4 | 1.4 | 2.1 | 2.8 | 2.8 | 3
Lct_BB001 | Number | SEPD | Consumer Transformation | Boat of Garten | 39.7732 | 67.7729 | 124.5444 | 250.5711 | 398.4 | 599.2696 | 989.7941 | 1422.2777 | 1856.4844 | 2293.3172 | 2733.0133 | 3176.3278 | 3879.2532 | 4676.5709 | 5492.8188 | 6296.3895 | 7078.7686 | 7793.2746 | 8418.3662 | 8942.859 | 9381.9673 | 9737.056 | 10008.5396 | 10142.8828 | 10236.9303 | 10252.7647 | 10020.6719 | 10002.0974 | 9956.5251 | 9857.8225 | 9735.5156 | 9590.559
Lct_BB003 | Number | SEPD | Consumer Transformation | Boat of Garten | 5.7697 | 6.6546 | 11.0919 | 21.0681 | 33.215 | 49.5306 | 85.1779 | 132.2439 | 179.3549 | 215.9974 | 254.2349 | 302.8272 | 339.9052 | 377.9049 | 415.1722 | 450.5835 | 483.8821 | 514.1657 | 541.1346 | 564.0074 | 583.6362 | 602.1928 | 616.6519 | 628.9024 | 641.5556 | 657.3381 | 668.2757 | 671.2587 | 673.8726 | 676.2 | 678.2731 | 679.0614
Lct_BB005 | Number | SEPD | Consumer Transformation | Boat of Garten | 191.6072 | 230.4821 | 247.0929 | 342.8845 | 634.5414 | 1099.277 | 1595.1151 | 2016.6019 | 2444.5644 | 3069.0065 | 3798.4563 | 4421.8677 | 4638.4639 | 4847.2059 | 5054.8111 | 5249.7141 | 5440.7213 | 5485.5468 | 5534.1703 | 5587.4052 | 5643.9564 | 5705.2196 | 5738.687 | 5770.4018 | 5848.8736 | 5926.9673 | 6007.0669 | 6028.0669 | 6049.0669 | 6070.0669 | 6091.0669 | 6112.0669
Lct_BB006 | Number | SEPD | Consumer Transformation | Boat of Garten | 0 | 0 | 0 | 0 | 0 | 0 | 0 | 0 | 0 | 0 | 0 | 0 | 0 | 0 | 0 | 0 | 0 | 0 | 0 | 0 | 0 | 0 | 0 | 0 | 0 | 0 | 0 | 0 | 0 | 0 | 0 | 0
Lct_BB007 | Number | SEPD | Consumer Transformation | Boat of Garten | 0.58508 | 0.72647 | 0.73478 | 1.2198 | 2.3224 | 3.5414 | 4.6696 | 5.8302 | 7.0734 | 8.4176 | 10.0577 | 11.5291 | 12.2831 | 13.0286 | 13.7656 | 14.494 | 15.2141 | 15.579 | 15.9433 | 16.3069 | 16.6699 | 17.0323 | 17.1925 | 17.4522 | 17.7131 | 17.9751 | 18.2384 | 18.1864 | 18.1344 | 18.0824 | 18.0304 | 17.9784
Lct_BB008 | Number | SEPD | Consumer Transformation | Boat of Garten | 0 | 0 | 0.00694 | 0.01379 | 0.02055 | 0.02722 | 0.0338 | 0.0484 | 0.06276 | 0.07689 | 0.09078 | 0.10444 | 0.1522 | 0.19944 | 0.24615 | 0.29234 | 0.338 | 0.38156 | 0.42461 | 0.46715 | 0.50918 | 0.55071 | 0.56498 | 0.57915 | 0.59322 | 0.60719 | 0.62106 | 0.62106 | 0.62106 | 0.62106 | 0.62106 | 0.62106
Lct_BB010b | MW | SEPD | Consumer Transformation | Boat of Garten | 0.161 | 0.2814 | 0.4984 | 1.0598 | 1.7626 | 2.6124 | 4.5598 | 6.4876 | 8.141 | 9.7622 | 11.613 | 13.5714 | 16.5908 | 22.1307 | 28.4284 | 33.4231 | 36.3185 | 38.1504 | 39.1949 | 39.6496 | 39.9621 | 40.1129 | 40.1649 | 40.1649 | 40.1649 | 40.1649 | 40.1864 | 40.1864 | 40.1864 | 40.1864 | 40.1864 | 40.1864
Lct_BB011b | MW | SEPD | Consumer Transformation | Boat of Garten | 0.032 | 0.0451 | 0.07545 | 0.13371 | 0.19132 | 0.26044 | 0.36003 | 0.4952 | 0.65435 | 0.78605 | 0.92864 | 1.0926 | 1.2647 | 1.435 | 1.597 | 1.7427 | 1.8694 | 1.9697 | 2.0432 | 2.0893 | 2.116 | 2.126 | 2.1315 | 2.1365 | 2.1434 | 2.1535 | 2.1542 | 2.1542 | 2.1542 | 2.1542 | 2.1542 | 2.1542
Lct_BB012b | MW | SEPD | Consumer Transformation | Boat of Garten | 2.9925 | 3.0453 | 3.0961 | 3.2166 | 3.3261 | 3.4569 | 3.623 | 3.8065 | 4.013 | 4.2112 | 4.4256 | 4.6474 | 4.9577 | 5.2703 | 5.5698 | 5.8409 | 6.0782 | 6.2675 | 6.4053 | 6.4996 | 6.5617 | 6.5955 | 6.6045 | 6.608 | 6.6116 | 6.6164 | 6.6245 | 6.6245 | 6.6245 | 6.6245 | 6.6245 | 6.6245
Lct_BB013b | MW | SEPD | Consumer Transformation | Boat of Garten | 0 | 0.0035 | 0.00701 | 0.0145 | 0.02019 | 0.02626 | 0.03735 | 0.05471 | 0.07354 | 0.08263 | 0.09177 | 0.10216 | 0.11425 | 0.12594 | 0.13701 | 0.14671 | 0.155 | 0.16138 | 0.16586 | 0.1684 | 0.1696 | 0.1702 | 0.1702 | 0.1702 | 0.1702 | 0.1708 | 0.1708 | 0.1708 | 0.1708 | 0.1708 | 0.1708 | 0.1708
Lct_BB014 | Number | SEPD | Consumer Transformation | Boat of Garten | 7.3482 | 7.4046 | 8.319 | 9.4449 | 10.6817 | 12.0757 | 13.6748 | 14.1199 | 15.8038 | 17.6887 | 19.7762 | 22.1485 | 23.9638 | 26.9954 | 30.4724 | 34.3891 | 38.7884 | 58.0076 | 62.4875 | 67.422 | 72.915 | 78.9534 | 94.5005 | 102.6529 | 111.1975 | 121.0807 | 132.001 | 148.8318 | 167.76 | 189.142 | 213.2013 | 240.294
Other generation | MW | SEPD | Consumer Transformation | Boat of Garten | 0.09 | 0.09 | 0.09 | 0.09 | 0.09 | 0.09 | 0.09 | 0.09 | 0.09 | 0.09 | 0.09 | 0.09 | 0.09 | 0.09 | 0.09 | 0.09 | 0.09 | 0.09 | 0.09 | 0.09 | 0.09 | 0.09 | 0.09 | 0.09 | 0.09 | 0.09 | 0.09 | 0.09 | 0.09 | 0.09 | 0.09 | 0.09
Srg_BB001 | MW | SEPD | Consumer Transformation | Boat of Garten | 0 | 0.17975 | 0.19773 | 0.2157 | 0.23368 | 0.25165 | 0.26963 | 1.1946 | 1.85 | 2.5069 | 3.1653 | 3.8308 | 6.7376 | 9.6549 | 12.5825 | 15.5202 | 18.4778 | 20.2394 | 22.0109 | 23.7911 | 25.5822 | 27.3837 | 28.4208 | 29.4594 | 30.4983 | 31.5384 | 32.5789 | 32.9632 | 33.3476 | 33.7322 | 34.1173 | 34.5025
Srg_BB002 | MW | SEPD | Consumer Transformation | Boat of Garten | 0 | 0 | 0.0028522 | 0.0058151 | 0.0090027 | 0.012624 | 0.016695 | 0.055934 | 0.087748 | 0.12495 | 0.16693 | 0.21513 | 0.23442 | 0.25377 | 0.27245 | 0.29062 | 0.30881 | 0.34065 | 0.37407 | 0.40931 | 0.44615 | 0.48475 | 0.55243 | 0.62465 | 0.70114 | 0.78188 | 0.86083 | 0.94318 | 1.029 | 1.1182 | 1.2108 | 1.3069
Data centres (MW) | MW | SEPD | Consumer Transformation | Braco West | 0 | 0 | 0 | 0 | 0 | 0 | 0 | 0 | 0 | 0 | 0 | 0 | 0 | 0 | 0 | 0 | 0 | 0 | 0 | 0 | 0 | 0 | 0 | 0 | 0 | 0 | 0 | 0 | 0 | 0 | 0 | 0
Dem_BB001a | Number of homes (cumulative) | SEPD | Consumer Transformation | Braco West | 0 | 137.3684 | 294.949 | 403.2004 | 527.4754 | 621.122 | 716.8254 | 816.4629 | 913.0065 | 1006.5191 | 1105.0301 | 1197.6763 | 1264.6763 | 1323.6763 | 1379.6763 | 1437.6763 | 1492.6763 | 1538.5268 | 1585.5488 | 1627.3305 | 1664.9452 | 1698.3688 | 1715.1584 | 1729.807 | 1743.3293 | 1754.7442 | 1763.0842 | 1769.3615 | 1774.5863 | 1778.7496 | 1781.858 | 1782.9095
Dem_BB002b | Floorspace (m2) (cumulative) | SEPD | Consumer Transformation | Braco West | 0 | 13950 | 27245 | 29182.9286 | 37810.1429 | 50276.6429 | 64789.0952 | 77412.5 | 82461.8571 | 90000.5 | 95428.4286 | 100945.6429 | 113662.8571 | 125873.5714 | 136997.619 | 146507.5 | 155145.7143 | 158587.5 | 161740 | 164803.2143 | 167777.1429 | 170061.7857 | 171657.1429 | 172635.7143 | 173100 | 173100 | 173100 | 173100 | 173100 | 173100 | 173100 | 173100
Domestic direct electric heating | Number | SEPD | Consumer Transformation | Braco West | 3132.9595 | 3147.8609 | 3164.9263 | 3112.7322 | 3032.3229 | 2902.9262 | 2686.2969 | 2504.0877 | 2331.5333 | 2208.0783 | 2066.8904 | 1934.5705 | 1874.7339 | 1837.9834 | 1821.252 | 1803.1517 | 1786.2821 | 1769.4114 | 1753.1527 | 1738.8942 | 1724.9367 | 1711.1962 | 1697.8754 | 1684.8451 | 1671.703 | 1658.5298 | 1645.2664 | 1631.8455 | 1618.7404 | 1605.8373 | 1592.9477 | 1579.8984
Gas: Hydrogen peaking | MW | SEPD | Consumer Transformation | Braco West | 0 | 0 | 0 | 0 | 0 | 0 | 0 | 0 | 0 | 0 | 0 | 0 | 0 | 0 | 0 | 0 | 0 | 0 | 0 | 0 | 0 | 0 | 0 | 0 | 0 | 0 | 0 | 0 | 0 | 0 | 0 | 0
Gen_BB001 | MW | SEPD | Consumer Transformation | Braco West | 0.184 | 0.184 | 0.184 | 0.184 | 0.184 | 0.184 | 0.184 | 0.184 | 0.184 | 0.184 | 0.184 | 0.184 | 0.184 | 0.184 | 0.1 | 0.1 | 0.1 | 0.1 | 0.1 | 0.1 | 0.1 | 0.1 | 0.1 | 0.1 | 0.1 | 0.1 | 0 | 0 | 0 | 0 | 0 | 0
Gen_BB004 | MW | SEPD | Consumer Transformation | Braco West | 0 | 0 | 0 | 0 | 0 | 0 | 0 | 0 | 0 | 0 | 0 | 0 | 0 | 0 | 0 | 0 | 0 | 0 | 0 | 0 | 0 | 0 | 0 | 0 | 0 | 0 | 0 | 0 | 0 | 0 | 0 | 0
Gen_BB005 | MW | SEPD | Consumer Transformation | Braco West | 0 | 0 | 0 | 0 | 0 | 0 | 0 | 0 | 0 | 0 | 0 | 0 | 0 | 0 | 0 | 0 | 0 | 0 | 0 | 0 | 0 | 0 | 0 | 0 | 0 | 0 | 0 | 0 | 0 | 0 | 0 | 0
Gen_BB006 | MW | SEPD | Consumer Transformation | Braco West | 0 | 0 | 0 | 0 | 0 | 0 | 0 | 0 | 0 | 0 | 0 | 0 | 0 | 0 | 0 | 0 | 0 | 0 | 0 | 0 | 0 | 0 | 0 | 0 | 0 | 0 | 0 | 0 | 0 | 0 | 0 | 0
Gen_BB008 | MW | SEPD | Consumer Transformation | Braco West | 0 | 0 | 0 | 0 | 0 | 0 | 0 | 0 | 0 | 0 | 0 | 0 | 0 | 0 | 0 | 0 | 0 | 0 | 0 | 0 | 0 | 0 | 0 | 0 | 0 | 0 | 0 | 0 | 0 | 0 | 0 | 0
Gen_BB010 | MW | SEPD | Consumer Transformation | Braco West | 0 | 0 | 0 | 0 | 0 | 0 | 0 | 0 | 0 | 0 | 0 | 0 | 0 | 0 | 0 | 0 | 0 | 0 | 0 | 0 | 0 | 0 | 0 | 0 | 0 | 0 | 0 | 0 | 0 | 0 | 0 | 0
Gen_BB011 | MW | SEPD | Consumer Transformation | Braco West | 0 | 0 | 0 | 0 | 0 | 0 | 0 | 0 | 0 | 0 | 0 | 0 | 0 | 0 | 0 | 0 | 0 | 0 | 0 | 0 | 0 | 0 | 0 | 0 | 0 | 0 | 0 | 0 | 0 | 0 | 0 | 0
Gen_BB012 | MW | SEPD | Consumer Transformation | Braco West | 0.82253 | 1.0271 | 1.0507 | 1.0858 | 11.295 | 11.4475 | 11.5609 | 13.2739 | 15.2375 | 17.4447 | 20.0438 | 23.4037 | 27.2884 | 31.6874 | 36.1568 | 40.8408 | 44.8027 | 48.1385 | 49.9328 | 54.2276 | 55.6217 | 56.9684 | 58.2916 | 59.6331 | 62.1334 | 64.59 | 67.0458 | 69.2781 | 71.2874 | 73.0728 | 74.6356 | 75.9748
Gen_BB013 | MW | SEPD | Consumer Transformation | Braco West | 4.1748 | 4.2463 | 4.389 | 4.5911 | 4.8886 | 5.1784 | 5.5711 | 6.0685 | 6.564 | 7.0602 | 7.6062 | 8.1709 | 8.7386 | 9.309 | 9.8878 | 10.4796 | 11.0379 | 11.5862 | 12.1273 | 12.6653 | 13.2 | 13.7322 | 14.2636 | 14.7962 | 15.3263 | 15.7824 | 16.235 | 16.6849 | 17.1336 | 17.581 | 18.0273 | 18.4711
Gen_BB014 | MW | SEPD | Consumer Transformation | Braco West | 0 | 0 | 0 | 0 | 0 | 0 | 0 | 0 | 0 | 0 | 0 | 0 | 0 | 0 | 0 | 0 | 0 | 0 | 0 | 0 | 0 | 0 | 0 | 0 | 0 | 0 | 0 | 0 | 0 | 0 | 0 | 0
Gen_BB015 | MW | SEPD | Consumer Transformation | Braco West | 76.5 | 76.5 | 76.5 | 97.2 | 97.2 | 97.2 | 97.2 | 134.2 | 134.2 | 135.8295 | 137.7453 | 140.3804 | 142.8648 | 146.0472 | 148.6327 | 151.2979 | 154.0396 | 159.4604 | 162.5718 | 165.8856 | 169.1882 | 172.5685 | 175.8885 | 178.9812 | 181.9329 | 184.7113 | 187.435 | 190.1262 | 192.7699 | 195.5207 | 198.2063 | 200.9938
Gen_BB016 | MW | SEPD | Consumer Transformation | Braco West | 0.55093 | 0.55093 | 0.55337 | 1.0576 | 1.065 | 1.0959 | 1.1203 | 1.1676 | 1.2544 | 1.3968 | 1.6319 | 1.8896 | 2.1885 | 2.7603 | 3.0379 | 3.3876 | 3.6642 | 3.9399 | 4.4127 | 4.8776 | 5.3346 | 5.7833 | 6.2235 | 6.655 | 7.0777 | 7.4912 | 7.8955 | 8.3037 | 8.7161 | 9.1325 | 9.5531 | 9.978
Gen_BB017 | MW | SEPD | Consumer Transformation | Braco West | 0 | 0 | 0 | 0 | 0 | 0 | 0 | 0 | 0 | 0 | 0 | 0 | 0 | 0 | 0 | 0 | 0 | 0 | 0 | 0 | 0 | 0 | 0 | 0 | 0 | 0 | 0 | 0 | 0 | 0 | 0 | 0
Gen_BB018 | MW | SEPD | Consumer Transformation | Braco West | 5.957 | 5.957 | 5.957 | 5.957 | 5.9752 | 6.2324 | 6.3096 | 6.4258 | 6.542 | 6.6657 | 6.7818 | 6.9056 | 7.0217 | 7.1379 | 7.2539 | 7.3777 | 7.4939 | 7.5976 | 7.6972 | 7.8004 | 7.8927 | 7.9896 | 8.0682 | 8.1368 | 8.2107 | 8.2828 | 8.3605 | 8.429 | 8.4959 | 8.5693 | 8.6415 | 8.7049
Hydrogen electrolysis | MW | SEPD | Consumer Transformation | Braco West | 0 | 0 | 0 | 0 | 0 | 0 | 0 | 0 | 0 | 0 | 0 | 0 | 0.5 | 0.1 | 0.4 | 0.7 | 1 | 1 | 1 | 1.5 | 2 | 2 | 2 | 2 | 3 | 3 | 3 | 3 | 3 | 3 | 3 | 3
Lct_BB001 | Number | SEPD | Consumer Transformation | Braco West | 113.36 | 190.2037 | 343.4603 | 686.7096 | 1092.2482 | 1643.4102 | 2508.7686 | 3498.9854 | 4489.2198 | 5479.4644 | 6469.7363 | 7459.8932 | 9061.6871 | 10953.6629 | 12903.05 | 14839.3112 | 16749.0933 | 18517.0023 | 20089.9809 | 21435.9021 | 22582.8645 | 23528.9171 | 24272.2317 | 24692.4944 | 25001.3133 | 25072.188 | 24625.6695 | 24639.9572 | 24583.2515 | 24385.3198 | 24128.0629 | 23808.2092
Lct_BB003 | Number | SEPD | Consumer Transformation | Braco West | 0 | 0 | 0 | 0 | 0 | 0 | 0 | 0 | 0 | 0 | 0 | 0 | 0 | 0 | 0 | 0 | 0 | 0 | 0 | 0 | 0 | 0 | 0 | 0 | 0 | 0 | 0 | 0 | 0 | 0 | 0 | 0
Lct_BB005 | Number | SEPD | Consumer Transformation | Braco West | 242.3973 | 322.479 | 362.3235 | 612.2428 | 1227.5589 | 2048.7101 | 2793.6449 | 3511.5068 | 4247.795 | 5187.2681 | 6312.3562 | 7351.0515 | 8038.4397 | 8726.7477 | 9418.9647 | 10117.0369 | 10823.5984 | 11302.5916 | 11785.1832 | 12274.4316 | 12765.7972 | 13261.9534 | 13601.536 | 13943.6973 | 14280.4736 | 14619.6966 | 14960.0981 | 15005.0981 | 15049.4981 | 15093.2981 | 15136.4981 | 15178.4981
Lct_BB006 | Number | SEPD | Consumer Transformation | Braco West | 0 | 0 | 4.9838 | 9.902 | 14.7554 | 19.5462 | 24.2742 | 34.7589 | 45.0758 | 63.0293 | 80.6855 | 98.0444 | 158.7352 | 218.7608 | 278.1159 | 336.8064 | 394.8264 | 450.1738 | 504.8766 | 558.9344 | 612.348 | 665.1186 | 683.249 | 701.255 | 719.1347 | 736.8886 | 754.5183 | 754.5183 | 754.5183 | 754.5183 | 754.5183 | 754.5183
Lct_BB007 | Number | SEPD | Consumer Transformation | Braco West | 36.4147 | 45.2149 | 45.7322 | 75.9167 | 144.5448 | 220.4112 | 290.6291 | 362.8628 | 440.2416 | 523.8994 | 625.9793 | 717.5601 | 764.4864 | 810.8838 | 856.7526 | 902.0931 | 946.9057 | 969.619 | 992.2919 | 1014.9245 | 1037.5166 | 1060.0684 | 1070.0398 | 1086.2042 | 1102.4419 | 1118.7529 | 1135.1371 | 1131.9009 | 1128.6647 | 1125.4285 | 1122.1923 | 1118.9561
Lct_BB008 | Number | SEPD | Consumer Transformation | Braco West | 0 | 0 | 0.43202 | 0.85847 | 1.2793 | 1.6946 | 2.1043 | 3.013 | 3.9071 | 4.7865 | 5.6512 | 6.5013 | 9.4738 | 12.4137 | 15.3209 | 18.1955 | 21.0374 | 23.7483 | 26.4276 | 29.0754 | 31.6916 | 34.2762 | 35.1643 | 36.0462 | 36.9219 | 37.7915 | 38.6549 | 38.6549 | 38.6549 | 38.6549 | 38.6549 | 38.6549
Lct_BB010b | MW | SEPD | Consumer Transformation | Braco West | 1.213 | 1.6511 | 2.3439 | 3.9375 | 5.7071 | 8.2979 | 12.4214 | 16.2346 | 20.0217 | 23.7994 | 27.882 | 32.0704 | 39.8631 | 53.3429 | 66.8427 | 75.2652 | 80.0911 | 83.2782 | 85.3953 | 86.5774 | 87.2128 | 87.6173 | 87.7645 | 87.7645 | 87.7645 | 87.7645 | 87.8735 | 87.8735 | 87.8735 | 87.8735 | 87.8735 | 87.8735
Lct_BB011b | MW | SEPD | Consumer Transformation | Braco West | 0.036 | 0.0974 | 0.16936 | 0.35964 | 0.55023 | 0.78056 | 1.1506 | 1.7086 | 2.3862 | 2.882 | 3.4135 | 4.0404 | 4.5942 | 5.1435 | 5.6712 | 6.1478 | 6.5654 | 6.9017 | 7.1526 | 7.3166 | 7.4162 | 7.4729 | 7.5047 | 7.5337 | 7.5736 | 7.6323 | 7.6365 | 7.6365 | 7.6365 | 7.6365 | 7.6365 | 7.6365
Lct_BB012b | MW | SEPD | Consumer Transformation | Braco West | 0.986 | 1.0262 | 1.0578 | 1.1283 | 1.1807 | 1.2389 | 1.2999 | 1.3624 | 1.4312 | 1.5066 | 1.5859 | 1.6585 | 1.7837 | 1.9073 | 2.0215 | 2.1211 | 2.2039 | 2.2643 | 2.3019 | 2.3318 | 2.3563 | 2.3758 | 2.3907 | 2.398 | 2.4055 | 2.4156 | 2.4314 | 2.4314 | 2.4314 | 2.4314 | 2.4314 | 2.4314
Lct_BB013b | MW | SEPD | Consumer Transformation | Braco West | 0 | 0.0269 | 0.05369 | 0.11107 | 0.15463 | 0.20112 | 0.28603 | 0.41893 | 0.56314 | 0.63276 | 0.70276 | 0.78232 | 0.87486 | 0.96435 | 1.0491 | 1.1235 | 1.1869 | 1.2358 | 1.2701 | 1.2896 | 1.2987 | 1.3034 | 1.3034 | 1.3034 | 1.3034 | 1.308 | 1.308 | 1.308 | 1.308 | 1.308 | 1.308 | 1.308
Lct_BB014 | Number | SEPD | Consumer Transformation | Braco West | 29.5799 | 29.8069 | 33.4879 | 38.0203 | 42.999 | 48.6104 | 55.0476 | 56.0644 | 62.7509 | 70.2349 | 78.5235 | 87.9431 | 95.929 | 108.0647 | 121.9837 | 137.6622 | 155.2733 | 232.209 | 250.1426 | 269.8959 | 291.8849 | 316.057 | 378.9193 | 411.6083 | 445.8695 | 485.4984 | 529.2858 | 596.7721 | 672.6686 | 758.4046 | 854.875 | 963.5089
Other generation | MW | SEPD | Consumer Transformation | Braco West | 0.05 | 0.05 | 0.05 | 0.05 | 0.05 | 0.05 | 0.05 | 0.05 | 0.05 | 0.05 | 0.05 | 0.05 | 0.05 | 0.05 | 0.05 | 0.05 | 0.05 | 0.05 | 0.05 | 0.05 | 0.05 | 0.05 | 0.05 | 0.05 | 0.05 | 0.05 | 0.05 | 0.05 | 0.05 | 0.05 | 0.05 | 0.05
Srg_BB001 | MW | SEPD | Consumer Transformation | Braco West | 0 | 0.26926 | 10.3725 | 10.5018 | 10.6405 | 10.7931 | 11.0098 | 12.4853 | 12.8195 | 13.168 | 13.5002 | 14.0326 | 14.8628 | 15.727 | 16.6216 | 17.5385 | 18.6249 | 19.4798 | 20.3682 | 21.2743 | 22.2168 | 23.1866 | 23.6924 | 24.2002 | 24.7036 | 25.2092 | 25.7126 | 25.8647 | 26.0149 | 26.163 | 26.3127 | 26.4596
Srg_BB002 | MW | SEPD | Consumer Transformation | Braco West | 0 | 0 | 0.0083594 | 0.017202 | 0.026952 | 0.03828 | 0.051379 | 0.18182 | 0.29061 | 0.42104 | 0.57189 | 0.74909 | 0.82154 | 0.8956 | 0.96842 | 1.0404 | 1.1114 | 1.234 | 1.3613 | 1.4939 | 1.6314 | 1.774 | 2.022 | 2.2846 | 2.5608 | 2.8507 | 3.1327 | 3.4255 | 3.7291 | 4.0434 | 4.3685 | 4.7042
Data centres (MW) | MW | SEPD | Consumer Transformation | Bridge of Dun | 0 | 0 | 0 | 0 | 0 | 0 | 0 | 0 | 0 | 0 | 0 | 0 | 0 | 0 | 0 | 0 | 0 | 0 | 0 | 0 | 0 | 0 | 0 | 0 | 0 | 0 | 0 | 0 | 0 | 0 | 0 | 0
Dem_BB001a | Number of homes (cumulative) | SEPD | Consumer Transformation | Bridge of Dun | 0 | 41.9469 | 132.092 | 234.9297 | 352.7894 | 469.6133 | 576.7089 | 683.8224 | 788.8224 | 871.8224 | 936.8782 | 1000.8782 | 1046.8782 | 1081.8782 | 1109.8782 | 1137.8782 | 1158.8782 | 1173.2888 | 1187.8302 | 1197.1883 | 1201.4191 | 1204.5182 | 1205.1277 | 1205.6285 | 1206.0317 | 1206.352 | 1206.6144 | 1206.8286 | 1207.0021 | 1207.1282 | 1207.2119 | 1207.2516
Dem_BB002b | Floorspace (m2) (cumulative) | SEPD | Consumer Transformation | Bridge of Dun | 0 | 0 | 17733.3333 | 33693.3333 | 99601 | 163012.0833 | 215104.9167 | 249837.138 | 276808.6208 | 294617.1152 | 312425.621 | 337434.1383 | 354575.8625 | 365634.17 | 372020.7275 | 375068.035 | 376501.081 | 377101.1155 | 377701.1385 | 378301.15 | 378301.15 | 378301.15 | 378301.15 | 378301.15 | 378301.15 | 378301.15 | 378301.15 | 378301.15 | 378301.15 | 378301.15 | 378301.15 | 378301.15
Domestic direct electric heating | Number | SEPD | Consumer Transformation | Bridge of Dun | 2356.4876 | 2361.0181 | 2370.7416 | 2335.6923 | 2288.9758 | 2216.2834 | 2087.4635 | 1973.0194 | 1865.7286 | 1783.958 | 1685.6588 | 1592.4236 | 1542.7431 | 1512.4259 | 1497.3724 | 1481.8065 | 1466.3178 | 1450.6422 | 1435.597 | 1420.3962 | 1404.9771 | 1390.0782 | 1376.2828 | 1363.0776 | 1350.3484 | 1338.0158 | 1325.9167 | 1314.3033 | 1302.8868 | 1291.5027 | 1280.2052 | 1269.5721
Gas: Hydrogen peaking | MW | SEPD | Consumer Transformation | Bridge of Dun | 0 | 0 | 0 | 0 | 0 | 0 | 0 | 0 | 0 | 0 | 0 | 0 | 0 | 0 | 0 | 0 | 0 | 0 | 0 | 0 | 0 | 0 | 0 | 0 | 0 | 0 | 0 | 0 | 0 | 0 | 0 | 0
Gen_BB001 | MW | SEPD | Consumer Transformation | Bridge of Dun | 0.07 | 0.07 | 0.07 | 0.07 | 0.07 | 0.07 | 0.07 | 0.07 | 0.07 | 0.07 | 0.07 | 0.07 | 0.07 | 0.07 | 0.07 | 0.07 | 0.07 | 0.07 | 0.07 | 0.07 | 0.07 | 0 | 0 | 0 | 0 | 0 | 0 | 0 | 0 | 0 | 0 | 0
Gen_BB004 | MW | SEPD | Consumer Transformation | Bridge of Dun | 0.05 | 0.05 | 0.05 | 0.05 | 0.13726 | 0.21634 | 0.29525 | 0.38015 | 0.46412 | 0.54803 | 0.63357 | 0.71853 | 0.80695 | 0.89541 | 1.063 | 1.23 | 1.4768 | 1.5639 | 1.6516 | 1.7397 | 1.8259 | 1.9091 | 1.9879 | 1.9879 | 1.9879 | 1.968 | 1.9483 | 1.9831 | 2.023 | 2.0409 | 2.0601 | 2.0787
Gen_BB005 | MW | SEPD | Consumer Transformation | Bridge of Dun | 0 | 0 | 0 | 0 | 0 | 0 | 0 | 0 | 0 | 0 | 0 | 0 | 0 | 0 | 0 | 0 | 0 | 0 | 0 | 0 | 0 | 0 | 0 | 0 | 0 | 0 | 0 | 0 | 0 | 0 | 0 | 0
Gen_BB006 | MW | SEPD | Consumer Transformation | Bridge of Dun | 0 | 0 | 0 | 0 | 0 | 0 | 0 | 0 | 0 | 0 | 0 | 0 | 0 | 0 | 0 | 0 | 0 | 0 | 0 | 0 | 0 | 0 | 0 | 0 | 0 | 0 | 0 | 0 | 0 | 0 | 0 | 0
Gen_BB008 | MW | SEPD | Consumer Transformation | Bridge of Dun | 0 | 0 | 0 | 0 | 0 | 0 | 0 | 0 | 0 | 0 | 0 | 0 | 0 | 0 | 0 | 0 | 0 | 0 | 0 | 0 | 0 | 0 | 0 | 0 | 0 | 0 | 0 | 0 | 0 | 0 | 0 | 0
Gen_BB010 | MW | SEPD | Consumer Transformation | Bridge of Dun | 0.02 | 0.02 | 0.02 | 0.02 | 0.02 | 0.02 | 0.02 | 0.02 | 0.02 | 0.02 | 0.02 | 0.02 | 0.02 | 0.02 | 0.02 | 0.02 | 0.02 | 0.02 | 0.02 | 0.02 | 0.02 | 0.02 | 0.02 | 0.02 | 0.02 | 0.02 | 0.02 | 2.02 | 2.02 | 2.02 | 2.02 | 2.02
Gen_BB011 | MW | SEPD | Consumer Transformation | Bridge of Dun | 0 | 0 | 0 | 0 | 0 | 0 | 0 | 0 | 0 | 0 | 0 | 0 | 0 | 0 | 0 | 0 | 0 | 0 | 0 | 0 | 0 | 0 | 0 | 0 | 0 | 0 | 0 | 0 | 0 | 0 | 0 | 0
Gen_BB012 | MW | SEPD | Consumer Transformation | Bridge of Dun | 1.0131 | 1.0169 | 1.0241 | 1.0351 | 1.0507 | 1.0658 | 1.0862 | 1.426 | 1.8229 | 2.274 | 2.8085 | 3.5036 | 4.3084 | 5.2201 | 6.1459 | 7.1155 | 7.9373 | 8.6299 | 9.0045 | 9.8957 | 10.1885 | 10.4734 | 10.7548 | 11.0393 | 11.5614 | 12.0734 | 12.5854 | 13.0513 | 13.4715 | 13.8456 | 14.1739 | 14.4563
Gen_BB013 | MW | SEPD | Consumer Transformation | Bridge of Dun | 1.2585 | 1.2854 | 1.3481 | 1.4488 | 1.5983 | 1.7597 | 1.9637 | 2.2154 | 2.4728 | 2.716 | 2.9617 | 3.2188 | 3.4737 | 3.7236 | 3.974 | 4.2305 | 4.4975 | 4.7575 | 5.0131 | 5.2651 | 5.5098 | 5.7598 | 6.0207 | 6.2837 | 6.5477 | 6.7796 | 7.0141 | 7.2487 | 7.4836 | 7.7186 | 7.9538 | 8.1893
Gen_BB014 | MW | SEPD | Consumer Transformation | Bridge of Dun | 0 | 0 | 0 | 0 | 0 | 0 | 0 | 0 | 0 | 0 | 0 | 0 | 0 | 0 | 0 | 0 | 0 | 0 | 0 | 0 | 0 | 0 | 0 | 0 | 0 | 0 | 0 | 0 | 0 | 0 | 0 | 0
Gen_BB015 | MW | SEPD | Consumer Transformation | Bridge of Dun | 0 | 0 | 0 | 0 | 0 | 0 | 0 | 0 | 0 | 0.31135 | 0.67742 | 1.1809 | 1.6556 | 2.2637 | 2.7577 | 3.267 | 3.7908 | 4.3489 | 4.9434 | 5.5766 | 6.2077 | 6.8535 | 7.4879 | 8.0788 | 8.6428 | 9.1737 | 9.6941 | 10.2084 | 10.7135 | 11.2391 | 11.7522 | 12.2849
Gen_BB016 | MW | SEPD | Consumer Transformation | Bridge of Dun | 6.6949 | 6.6949 | 6.6953 | 6.6961 | 6.6975 | 6.7035 | 6.7081 | 6.7172 | 6.7337 | 6.7609 | 6.8059 | 6.8551 | 7.0122 | 7.3261 | 7.3791 | 8.8959 | 11.3338 | 13.8365 | 13.9268 | 14.0156 | 14.1029 | 14.1887 | 14.2728 | 14.3552 | 14.436 | 14.515 | 14.5923 | 14.6703 | 14.7491 | 14.8286 | 14.909 | 14.9902
Gen_BB017 | MW | SEPD | Consumer Transformation | Bridge of Dun | 0 | 0 | 0 | 0 | 0 | 0 | 0 | 0 | 0 | 0 | 0 | 0 | 0 | 0 | 0 | 0 | 0 | 0 | 0 | 0 | 0 | 0 | 0 | 0 | 0 | 0 | 0 | 0 | 0 | 0 | 0 | 0
Gen_BB018 | MW | SEPD | Consumer Transformation | Bridge of Dun | 0.346 | 0.346 | 0.346 | 0.346 | 0.34717 | 0.36366 | 0.36862 | 0.37607 | 0.38352 | 0.39145 | 0.3989 | 0.40684 | 0.41429 | 0.42174 | 0.42918 | 0.43712 | 0.44457 | 0.45123 | 0.45761 | 0.46423 | 0.47015 | 0.47637 | 0.48141 | 0.48581 | 0.49055 | 0.49517 | 0.50015 | 0.50455 | 0.50884 | 0.51355 | 0.51818 | 0.52225
Hydrogen electrolysis | MW | SEPD | Consumer Transformation | Bridge of Dun | 0 | 0 | 0 | 0 | 0 | 0 | 0 | 0 | 0 | 0 | 0 | 0.6 | 0.7 | 0.7 | 0.7 | 1.4 | 1.4 | 1.4 | 2 | 2 | 2 | 2 | 3 | 3 | 3 | 3 | 3 | 3 | 3 | 3 | 3 | 3
Lct_BB001 | Number | SEPD | Consumer Transformation | Bridge of Dun | 44.7422 | 73.852 | 139.4814 | 280.4369 | 449.8864 | 680.4111 | 1154.46 | 1763.548 | 2382.915 | 3015.2658 | 3664.8895 | 4334.171 | 5294.8537 | 6479.174 | 7743.3864 | 9054.2134 | 10407.1568 | 11730.8437 | 12983.4462 | 14129.3032 | 15161.4542 | 16062.3981 | 16820.066 | 17373.5342 | 17821.8112 | 18044.846 | 17914.8528 | 17986.4727 | 18008.7117 | 17938.6336 | 17827.965 | 17671.0671
Lct_BB003 | Number | SEPD | Consumer Transformation | Bridge of Dun | 6.2805 | 7.1654 | 21.9402 | 48.4472 | 82.069 | 127.093 | 215.4636 | 340.4609 | 501.5166 | 637.609 | 785.6753 | 991.7634 | 1159.3159 | 1320.5536 | 1478.3141 | 1628.2956 | 1769.4009 | 1897.916 | 2012.537 | 2110.2825 | 2194.3762 | 2273.9983 | 2336.7069 | 2389.5128 | 2444.1227 | 2513.2725 | 2559.1944 | 2572.9192 | 2584.9065 | 2595.5484 | 2604.9996 | 2608.4778
Lct_BB005 | Number | SEPD | Consumer Transformation | Bridge of Dun | 63.3501 | 97.0536 | 121.126 | 276.0647 | 594.6234 | 1119.0924 | 1545.6595 | 2056.8002 | 2613.2241 | 3200.4723 | 3899.8182 | 4568.6966 | 5083.0264 | 5595.4887 | 6109.8941 | 6629.5276 | 7154.7757 | 7535.8997 | 7915.501 | 8290.8708 | 8663.3872 | 9039.62 | 9298.0591 | 9558.7818 | 9799.7306 | 10043.2581 | 10286.9591 | 10319.3591 | 10351.7591 | 10384.1591 | 10416.5591 | 10448.9591
Lct_BB006 | Number | SEPD | Consumer Transformation | Bridge of Dun | 0 | 0 | 6.5666 | 13.0485 | 19.4472 | 25.7589 | 31.9848 | 45.7968 | 59.3849 | 74.608 | 89.5779 | 104.2954 | 155.7537 | 206.6488 | 256.9784 | 306.741 | 355.9392 | 402.8704 | 449.2553 | 495.0926 | 540.3837 | 585.128 | 600.5016 | 615.7675 | 630.9267 | 645.9805 | 660.9283 | 660.9283 | 660.9283 | 660.9283 | 660.9283 | 660.9283
Lct_BB007 | Number | SEPD | Consumer Transformation | Bridge of Dun | 43.9622 | 54.5864 | 55.2108 | 91.6516 | 174.5039 | 266.0946 | 350.8662 | 438.0713 | 531.4881 | 632.4852 | 755.7226 | 866.2849 | 922.9373 | 978.9512 | 1034.327 | 1089.065 | 1143.1656 | 1170.5865 | 1197.9587 | 1225.2821 | 1252.5568 | 1279.7828 | 1291.8208 | 1311.3355 | 1330.9387 | 1350.6304 | 1370.4105 | 1366.5035 | 1362.5965 | 1358.6895 | 1354.7825 | 1350.8756
Lct_BB008 | Number | SEPD | Consumer Transformation | Bridge of Dun | 0 | 0 | 0.52156 | 1.0363 | 1.5444 | 2.0457 | 2.5403 | 3.6373 | 4.7166 | 5.7783 | 6.8222 | 7.8485 | 11.4371 | 14.9863 | 18.4961 | 21.9665 | 25.3974 | 28.6702 | 31.9049 | 35.1014 | 38.2599 | 41.3802 | 42.4523 | 43.517 | 44.5743 | 45.6241 | 46.6665 | 46.6665 | 46.6665 | 46.6665 | 46.6665 | 46.6665
Lct_BB010b | MW | SEPD | Consumer Transformation | Bridge of Dun | 0.224 | 0.35584 | 0.57467 | 1.1388 | 1.8325 | 2.7165 | 4.8233 | 6.8315 | 8.701 | 10.6068 | 12.8578 | 15.0099 | 18.7329 | 24.5156 | 30.4836 | 35.0648 | 38.6676 | 40.9974 | 43.3355 | 44.3779 | 45.1762 | 45.6137 | 45.7942 | 45.7942 | 45.7942 | 45.7942 | 45.9021 | 45.9021 | 45.9021 | 45.9021 | 45.9021 | 45.9021
Lct_BB011b | MW | SEPD | Consumer Transformation | Bridge of Dun | 0.039 | 0.0854 | 0.1404 | 0.29693 | 0.45451 | 0.64717 | 0.99076 | 1.553 | 2.246 | 2.7089 | 3.2032 | 3.7982 | 4.2464 | 4.6902 | 5.1211 | 5.5122 | 5.8575 | 6.1389 | 6.3544 | 6.4999 | 6.5948 | 6.6622 | 6.7007 | 6.7356 | 6.7838 | 6.8547 | 6.8598 | 6.8598 | 6.8598 | 6.8598 | 6.8598 | 6.8598
Lct_BB012b | MW | SEPD | Consumer Transformation | Bridge of Dun | 0.714 | 0.7598 | 0.80527 | 0.90301 | 0.98347 | 1.0766 | 1.186 | 1.3007 | 1.4288 | 1.5573 | 1.6942 | 1.8285 | 2.0341 | 2.2387 | 2.4309 | 2.6006 | 2.7452 | 2.8553 | 2.9294 | 2.982 | 3.0192 | 3.0427 | 3.0541 | 3.0594 | 3.0648 | 3.072 | 3.0836 | 3.0836 | 3.0836 | 3.0836 | 3.0836 | 3.0836
Lct_BB013b | MW | SEPD | Consumer Transformation | Bridge of Dun | 0 | 0.0102 | 0.0204 | 0.04221 | 0.05876 | 0.07642 | 0.10869 | 0.15918 | 0.21397 | 0.24042 | 0.26701 | 0.29724 | 0.33241 | 0.36641 | 0.39862 | 0.42686 | 0.45098 | 0.46954 | 0.48259 | 0.48998 | 0.49346 | 0.49522 | 0.49522 | 0.49522 | 0.49522 | 0.49697 | 0.49697 | 0.49697 | 0.49697 | 0.49697 | 0.49697 | 0.49697
Lct_BB014 | Number | SEPD | Consumer Transformation | Bridge of Dun | 18.8678 | 19.0126 | 21.3606 | 24.2516 | 27.4273 | 31.0066 | 35.1127 | 43.8401 | 49.0687 | 54.9209 | 61.4022 | 68.768 | 86.1149 | 97.009 | 109.504 | 123.5785 | 139.3879 | 208.4527 | 224.5515 | 242.284 | 262.0233 | 283.7225 | 317.4354 | 344.8202 | 373.5221 | 406.7208 | 443.4032 | 499.9391 | 563.5206 | 635.3449 | 716.1619 | 807.1687
Other generation | MW | SEPD | Consumer Transformation | Bridge of Dun | 0 | 0 | 0 | 0 | 0 | 0 | 0 | 0 | 0 | 0 | 0 | 0 | 0 | 0 | 0 | 0 | 0 | 0 | 0 | 0 | 0 | 0 | 0 | 0 | 0 | 0 | 0 | 0 | 0 | 0 | 0 | 0
Srg_BB001 | MW | SEPD | Consumer Transformation | Bridge of Dun | 0 | 0.41966 | 0.46163 | 0.5036 | 0.57895 | 0.65847 | 0.75713 | 1.6401 | 1.7292 | 1.8217 | 1.9108 | 2.0461 | 2.5951 | 3.1693 | 3.7679 | 4.3891 | 5.0678 | 5.4578 | 5.8643 | 6.2841 | 6.7209 | 7.1727 | 7.5274 | 7.8825 | 8.2366 | 8.5913 | 8.9456 | 8.9683 | 8.9905 | 9.0123 | 9.0345 | 9.0559
Srg_BB002 | MW | SEPD | Consumer Transformation | Bridge of Dun | 0 | 0 | 0.0025496 | 0.005276 | 0.0083252 | 0.011912 | 0.016122 | 0.058754 | 0.094803 | 0.13853 | 0.18968 | 0.25035 | 0.27538 | 0.30118 | 0.32672 | 0.35211 | 0.3775 | 0.42187 | 0.46839 | 0.51737 | 0.56854 | 0.62209 | 0.7159 | 0.81593 | 0.9218 | 1.0335 | 1.1426 | 1.2564 | 1.3749 | 1.4981 | 1.6259 | 1.7584
Data centres (MW) | MW | SEPD | Consumer Transformation | Broadford | 0 | 0 | 0 | 0 | 0 | 0 | 0 | 0 | 0 | 0 | 0 | 0 | 0 | 0 | 0 | 0 | 0 | 0 | 0 | 0 | 0 | 0 | 0 | 0 | 0 | 0 | 0 | 0 | 0 | 0 | 0 | 0
Dem_BB001a | Number of homes (cumulative) | SEPD | Consumer Transformation | Broadford | 0 | 5 | 25 | 42 | 56 | 63 | 70 | 76 | 82 | 88 | 97 | 106 | 115 | 123 | 129 | 132 | 135 | 138.5018 | 142.0502 | 145.5333 | 147.9712 | 150.3928 | 151.6266 | 152.8186 | 152.9733 | 153.0961 | 153.1968 | 153.2789 | 153.3455 | 153.3938 | 153.426 | 153.4412
Dem_BB002b | Floorspace (m2) (cumulative) | SEPD | Consumer Transformation | Broadford | 0 | 0 | 3395 | 3540.5 | 3686 | 3831.5 | 9425.9 | 14937.375 | 15946.275 | 16955.175 | 17964.075 | 18972.975 | 19981.875 | 20845.275 | 21708.675 | 22118 | 22118 | 22118 | 22118 | 22118 | 22118 | 22118 | 22118 | 22118 | 22118 | 22118 | 22118 | 22118 | 22118 | 22118 | 22118 | 22118
Domestic direct electric heating | Number | SEPD | Consumer Transformation | Broadford | 1652.6177 | 1653.1553 | 1655.3167 | 1639.4004 | 1618.5227 | 1586.6665 | 1533.09 | 1493.5847 | 1451.0569 | 1422.8364 | 1391.5963 | 1361.5309 | 1353.5904 | 1347.038 | 1344.3756 | 1338.5626 | 1332.8893 | 1327.6176 | 1322.0302 | 1316.7272 | 1311.4711 | 1306.4163 | 1301.5553 | 1296.8961 | 1292.1677 | 1287.4644 | 1282.7883 | 1278.122 | 1273.4971 | 1268.8869 | 1264.3131 | 1259.7481
Gas: Hydrogen peaking | MW | SEPD | Consumer Transformation | Broadford | 0 | 0 | 0 | 0 | 0 | 0 | 0 | 0 | 0 | 0 | 0 | 0 | 0 | 0 | 0 | 0 | 0 | 0 | 0 | 0 | 0 | 0 | 0 | 0 | 0 | 0 | 0 | 0 | 0 | 0 | 0 | 0
Gen_BB001 | MW | SEPD | Consumer Transformation | Broadford | 0 | 0 | 0 | 0 | 0 | 0 | 0 | 0 | 0 | 0 | 0 | 0 | 0 | 0 | 0 | 0 | 0 | 0 | 0 | 0 | 0 | 0 | 0 | 0 | 0 | 0 | 0 | 0 | 0 | 0 | 0 | 0
Gen_BB004 | MW | SEPD | Consumer Transformation | Broadford | 0 | 0 | 0 | 0 | 0 | 0 | 0 | 0 | 0 | 0 | 0 | 0 | 0 | 0 | 0 | 0 | 0 | 0 | 0 | 0 | 0 | 0 | 0 | 0 | 0 | 0 | 0 | 0 | 0 | 0 | 0 | 0
Gen_BB005 | MW | SEPD | Consumer Transformation | Broadford | 0 | 0 | 0 | 0 | 0 | 0 | 0 | 0 | 0 | 0 | 0 | 0 | 0 | 0 | 0 | 0 | 0 | 0 | 0 | 0 | 0 | 0 | 0 | 0 | 0 | 0 | 0 | 0 | 0 | 0 | 0 | 0
Gen_BB006 | MW | SEPD | Consumer Transformation | Broadford | 0 | 0 | 0 | 0 | 0 | 0 | 0 | 0 | 0 | 0 | 0 | 0 | 0 | 0 | 0 | 0 | 0 | 0 | 0 | 0 | 0 | 0 | 0 | 0 | 0 | 0 | 0 | 0 | 0 | 0 | 0 | 0
Gen_BB008 | MW | SEPD | Consumer Transformation | Broadford | 0 | 0 | 0 | 0 | 0 | 0 | 0 | 0 | 0 | 0 | 0 | 0 | 0 | 0 | 0 | 0 | 0 | 0 | 0 | 0 | 0 | 0 | 0 | 0 | 0 | 0 | 0 | 0 | 0 | 0 | 0 | 0
Gen_BB010 | MW | SEPD | Consumer Transformation | Broadford | 0 | 0 | 0 | 0 | 0 | 0 | 0 | 0 | 0 | 0 | 0 | 0 | 0 | 0 | 0 | 0 | 0 | 0 | 0 | 0 | 0 | 0 | 0 | 0 | 0 | 0 | 0 | 0 | 0 | 0 | 0 | 0
Gen_BB011 | MW | SEPD | Consumer Transformation | Broadford | 0 | 0 | 0 | 0 | 0 | 0 | 0 | 0 | 0 | 0 | 0 | 0 | 0 | 0 | 0 | 0 | 0 | 0 | 0 | 0 | 0 | 0 | 0 | 0 | 0 | 0 | 0 | 0 | 0 | 0 | 0 | 0
Gen_BB012 | MW | SEPD | Consumer Transformation | Broadford | 0 | 0.0017381 | 0.0049467 | 0.0095882 | 0.015832 | 0.021448 | 0.028594 | 0.036951 | 0.044442 | 0.05131 | 0.058339 | 0.065215 | 0.072063 | 0.078655 | 0.085056 | 0.091309 | 0.10492 | 0.11864 | 0.13258 | 0.14658 | 0.1607 | 0.17494 | 0.18937 | 0.20388 | 0.21845 | 0.23053 | 0.24265 | 0.25482 | 0.26703 | 0.27929 | 0.2916 | 0.30396
Gen_BB013 | MW | SEPD | Consumer Transformation | Broadford | 0.58043 | 0.58532 | 0.59797 | 0.6164 | 0.64114 | 0.66323 | 0.69297 | 0.7297 | 0.76636 | 0.80311 | 0.84657 | 0.89209 | 0.9393 | 0.98675 | 1.0359 | 1.0868 | 1.2168 | 1.3514 | 1.4803 | 1.6127 | 1.7451 | 1.8803 | 2.0187 | 2.1595 | 2.2985 | 2.4176 | 2.5365 | 2.6553 | 2.7742 | 2.893 | 3.012 | 3.131
Gen_BB014 | MW | SEPD | Consumer Transformation | Broadford | 0 | 0 | 0 | 0 | 0 | 0 | 0 | 0 | 0 | 0 | 0 | 0 | 0 | 0 | 0 | 0 | 0 | 0 | 0 | 0 | 0 | 0 | 0 | 0 | 0 | 0 | 0 | 0 | 0 | 0 | 0 | 0
Gen_BB015 | MW | SEPD | Consumer Transformation | Broadford | 0 | 0 | 0 | 0 | 0 | 0 | 0 | 0 | 0 | 0.87902 | 1.9125 | 3.334 | 4.6741 | 6.3909 | 7.7856 | 9.2233 | 10.7023 | 12.2779 | 13.9563 | 15.7439 | 17.5255 | 19.349 | 21.1399 | 22.8083 | 24.4005 | 25.8993 | 27.3686 | 28.8203 | 30.2465 | 31.7303 | 33.179 | 34.6828
Gen_BB016 | MW | SEPD | Consumer Transformation | Broadford | 0.14076 | 0.14076 | 0.14207 | 0.14437 | 0.14833 | 0.16502 | 0.17818 | 0.2037 | 0.25052 | 0.32734 | 0.45415 | 0.59314 | 0.75441 | 0.90642 | 1.0562 | 1.2448 | 1.394 | 1.5428 | 1.7978 | 2.0486 | 2.2951 | 2.5371 | 2.7746 | 3.0074 | 3.2354 | 3.4585 | 3.6766 | 3.8968 | 4.1192 | 4.3439 | 4.5708 | 4.7999
Gen_BB017 | MW | SEPD | Consumer Transformation | Broadford | 0 | 0 | 0 | 0 | 0 | 0 | 0 | 0 | 0 | 0 | 0 | 0 | 0 | 0 | 0 | 0 | 0 | 0 | 0 | 0 | 0 | 0.10347 | 0.10347 | 0.10347 | 0.10347 | 0.10347 | 0.40882 | 0.40882 | 0.40882 | 0.63782 | 0.63782 | 0.63782
Gen_BB018 | MW | SEPD | Consumer Transformation | Broadford | 3.04 | 4.039 | 6.079 | 6.079 | 6.094 | 6.3063 | 6.3701 | 6.4659 | 6.5619 | 6.664 | 6.7598 | 6.862 | 6.9578 | 7.0538 | 7.1495 | 7.2517 | 7.3476 | 7.4332 | 7.5154 | 7.6006 | 7.6768 | 7.7568 | 7.8217 | 7.8783 | 7.9393 | 7.9988 | 8.0629 | 8.1194 | 8.1747 | 8.2353 | 8.2948 | 8.3472
Hydrogen electrolysis | MW | SEPD | Consumer Transformation | Broadford | 0 | 0 | 0 | 0 | 0 | 0 | 0 | 0 | 0 | 0 | 0 | 0 | 0 | 0 | 0 | 0 | 0 | 0 | 0 | 0 | 0 | 0 | 0 | 0 | 0 | 0 | 0.7 | 0.7 | 0.7 | 0.7 | 0.7 | 0.7
Lct_BB001 | Number | SEPD | Consumer Transformation | Broadford | 21.244 | 36.1965 | 66.3217 | 133.1497 | 211.3429 | 317.3231 | 553.7729 | 808.1888 | 1062.5144 | 1316.8886 | 1571.2116 | 1825.6158 | 2229.4879 | 2676.7849 | 3128.4799 | 3565.2999 | 3981.5016 | 4351.1318 | 4663.4399 | 4914.0988 | 5115.4475 | 5270.3374 | 5380.6195 | 5414.1116 | 5430.3246 | 5415.0743 | 5260.4194 | 5238.915 | 5203.3456 | 5139.2006 | 5062.5296 | 4974.4693
Lct_BB003 | Number | SEPD | Consumer Transformation | Broadford | 0 | 0 | 0 | 0 | 0 | 0 | 0 | 0 | 0 | 0 | 0 | 0 | 0 | 0 | 0 | 0 | 0 | 0 | 0 | 0 | 0 | 0 | 0 | 0 | 0 | 0 | 0 | 0 | 0 | 0 | 0 | 0
Lct_BB005 | Number | SEPD | Consumer Transformation | Broadford | 369.1204 | 384.027 | 390.5183 | 433.1501 | 572.9719 | 794.6459 | 1053.7829 | 1280.408 | 1517.1241 | 1887.9057 | 2341.1532 | 2729.2172 | 2847.7949 | 2966.576 | 3085.2873 | 3203.2683 | 3321.1723 | 3343.607 | 3367.3281 | 3396.2562 | 3428.7441 | 3465.4026 | 3483.7292 | 3503.2884 | 3553.7835 | 3605.3764 | 3657.9238 | 3669.9238 | 3681.9238 | 3693.9238 | 3705.9238 | 3717.9238
Lct_BB006 | Number | SEPD | Consumer Transformation | Broadford | 0 | 0 | 0 | 0 | 0 | 0 | 0 | 0 | 0 | 0 | 0 | 0 | 0 | 0 | 0 | 0 | 0 | 0 | 0 | 0 | 0 | 0 | 0 | 0 | 0 | 0 | 0 | 0 | 0 | 0 | 0 | 0
Lct_BB007 | Number | SEPD | Consumer Transformation | Broadford | 0 | 0 | 0 | 0 | 0 | 0 | 0 | 0 | 0 | 0 | 0 | 0 | 0 | 0 | 0 | 0 | 0 | 0 | 0 | 0 | 0 | 0 | 0 | 0 | 0 | 0 | 0 | 0 | 0 | 0 | 0 | 0
Lct_BB008 | Number | SEPD | Consumer Transformation | Broadford | 0 | 0 | 0 | 0 | 0 | 0 | 0 | 0 | 0 | 0 | 0 | 0 | 0 | 0 | 0 | 0 | 0 | 0 | 0 | 0 | 0 | 0 | 0 | 0 | 0 | 0 | 0 | 0 | 0 | 0 | 0 | 0
Lct_BB010b | MW | SEPD | Consumer Transformation | Broadford | 0.077 | 0.1274 | 0.273 | 0.5894 | 0.9618 | 1.4546 | 2.5886 | 3.7688 | 4.8972 | 5.9822 | 7.0345 | 8.1181 | 10.013 | 12.121 | 16.0222 | 20.1622 | 22.9197 | 24.4901 | 25.348 | 25.5842 | 25.7327 | 25.792 | 25.9135 | 25.9135 | 25.9135 | 25.9135 | 25.9169 | 25.9169 | 25.9169 | 25.9169 | 25.9169 | 25.9169
Lct_BB011b | MW | SEPD | Consumer Transformation | Broadford | 0 | 0.0061 | 0.02428 | 0.05563 | 0.08638 | 0.12335 | 0.17215 | 0.233 | 0.30353 | 0.36851 | 0.43866 | 0.51753 | 0.61029 | 0.70196 | 0.78903 | 0.86701 | 0.93451 | 0.98789 | 1.0261 | 1.0498 | 1.0621 | 1.0651 | 1.0667 | 1.0681 | 1.0701 | 1.073 | 1.0732 | 1.0732 | 1.0732 | 1.0732 | 1.0732 | 1.0732
Lct_BB012b | MW | SEPD | Consumer Transformation | Broadford | 0.38 | 0.3888 | 0.39705 | 0.41439 | 0.42765 | 0.44294 | 0.45939 | 0.47298 | 0.48754 | 0.50283 | 0.51809 | 0.53025 | 0.55451 | 0.57706 | 0.5967 | 0.61199 | 0.62282 | 0.62823 | 0.62857 | 0.62857 | 0.62857 | 0.62857 | 0.62857 | 0.62857 | 0.62857 | 0.62857 | 0.62857 | 0.62857 | 0.62857 | 0.62857 | 0.62857 | 0.62857
Lct_BB013b | MW | SEPD | Consumer Transformation | Broadford | 0 | 0.0056 | 0.01099 | 0.02274 | 0.03167 | 0.04119 | 0.05858 | 0.0858 | 0.11533 | 0.12959 | 0.14393 | 0.16022 | 0.17918 | 0.19752 | 0.21488 | 0.2301 | 0.2431 | 0.25311 | 0.26015 | 0.26413 | 0.26601 | 0.26696 | 0.26696 | 0.26696 | 0.26696 | 0.26791 | 0.26791 | 0.26791 | 0.26791 | 0.26791 | 0.26791 | 0.26791
Lct_BB014 | Number | SEPD | Consumer Transformation | Broadford | 3.7784 | 3.8074 | 4.2775 | 4.8565 | 5.4924 | 6.2092 | 7.0314 | 6.5851 | 7.3705 | 8.2495 | 9.2231 | 10.3295 | 9.3502 | 10.5331 | 11.8898 | 13.418 | 15.1345 | 22.6335 | 24.3815 | 26.3068 | 28.4501 | 30.8061 | 33.9263 | 36.8531 | 39.9207 | 43.4688 | 47.3893 | 53.4317 | 60.227 | 67.9033 | 76.5408 | 86.2672
Other generation | MW | SEPD | Consumer Transformation | Broadford | 0 | 0 | 0 | 0 | 0 | 0 | 0 | 0 | 0 | 0 | 0 | 0 | 0 | 0 | 0 | 0 | 0 | 0 | 0 | 0 | 0 | 0 | 0 | 0 | 0 | 0 | 0 | 0 | 0 | 0 | 0 | 0
Srg_BB001 | MW | SEPD | Consumer Transformation | Broadford | 0 | 0.035217 | 0.038738 | 0.04226 | 0.045782 | 0.049303 | 0.052825 | 0.25878 | 0.41192 | 0.56636 | 0.72207 | 0.88371 | 1.5589 | 2.2372 | 2.9186 | 3.603 | 4.2985 | 4.7259 | 5.1589 | 5.5964 | 6.0402 | 6.49 | 6.7397 | 6.9905 | 7.2417 | 7.4938 | 7.7463 | 7.8445 | 7.9429 | 8.0413 | 8.1403 | 8.2392
Srg_BB002 | MW | SEPD | Consumer Transformation | Broadford | 0 | 0 | 0.0011424 | 0.0023312 | 0.0036134 | 0.0050736 | 0.0067198 | 0.022644 | 0.035595 | 0.050784 | 0.067974 | 0.087763 | 0.095703 | 0.10368 | 0.11141 | 0.11894 | 0.12687 | 0.14136 | 0.15714 | 0.17432 | 0.19279 | 0.21264 | 0.24822 | 0.28696 | 0.32874 | 0.37344 | 0.41769 | 0.46439 | 0.51356 | 0.56521 | 0.61935 | 0.67599
Data centres (MW) | MW | SEPD | Consumer Transformation | Brora | 0 | 0 | 0 | 0 | 0 | 0 | 0 | 0 | 0 | 0 | 0 | 0 | 0 | 0 | 0 | 0 | 0 | 0 | 0 | 0 | 0 | 0 | 0 | 0 | 0 | 0 | 0 | 0 | 0 | 0 | 0 | 0
Dem_BB001a | Number of homes (cumulative) | SEPD | Consumer Transformation | Brora | 0 | 16 | 32 | 42 | 45 | 64 | 70 | 76 | 81 | 84 | 87 | 90 | 92 | 94 | 95 | 96 | 96 | 96.3946 | 96.8258 | 97.2057 | 97.55 | 97.8718 | 98.0503 | 98.1969 | 98.315 | 98.4088 | 98.4856 | 98.5483 | 98.5991 | 98.6361 | 98.6606 | 98.6722
Dem_BB002b | Floorspace (m2) (cumulative) | SEPD | Consumer Transformation | Brora | 0 | 0 | 5079.9 | 10497.61 | 16348.6533 | 22633.03 | 26936.54 | 31228 | 33189.66 | 35151.32 | 37112.98 | 39074.64 | 40602.9667 | 41480.25 | 41924.2 | 42136 | 42136 | 42136 | 42136 | 42136 | 42136 | 42136 | 42136 | 42136 | 42136 | 42136 | 42136 | 42136 | 42136 | 42136 | 42136 | 42136
Domestic direct electric heating | Number | SEPD | Consumer Transformation | Brora | 1400.3566 | 1402.0818 | 1403.8112 | 1376.7245 | 1341.3706 | 1295.6628 | 1213.6756 | 1155.8279 | 1100.08 | 1060.4306 | 1015.9846 | 973.5941 | 963.7776 | 955.2326 | 951.7485 | 943.2407 | 934.7247 | 926.5638 | 918.2197 | 910.0372 | 902.1127 | 894.341 | 886.8027 | 879.353 | 872.4489 | 865.8662 | 859.3397 | 852.8494 | 846.4298 | 840.0501 | 833.7375 | 827.4606
Gas: Hydrogen peaking | MW | SEPD | Consumer Transformation | Brora | 0 | 0 | 0 | 0 | 0 | 0 | 0 | 0 | 0 | 0 | 0 | 0 | 0 | 0 | 0 | 0 | 0 | 0 | 0 | 0 | 0 | 0 | 0 | 0 | 0 | 0 | 0 | 0 | 0 | 0 | 0 | 0
Gen_BB001 | MW | SEPD | Consumer Transformation | Brora | 0 | 0 | 0 | 0 | 0 | 0 | 0 | 0 | 0 | 0 | 0 | 0 | 0 | 0 | 0 | 0 | 0 | 0 | 0 | 0 | 0 | 0 | 0 | 0 | 0 | 0 | 0 | 0 | 0 | 0 | 0 | 0
Gen_BB004 | MW | SEPD | Consumer Transformation | Brora | 0 | 0 | 0 | 0 | 0 | 0 | 0 | 0 | 0 | 0 | 0 | 0 | 0 | 0 | 0 | 0 | 0 | 0 | 0 | 0 | 0 | 0 | 0 | 0 | 0 | 0 | 0 | 0 | 0 | 0 | 0 | 0
Gen_BB005 | MW | SEPD | Consumer Transformation | Brora | 0 | 0 | 0 | 0 | 0 | 0 | 0 | 0 | 0 | 0 | 0 | 0 | 0 | 0 | 0 | 0 | 0 | 0 | 0 | 0 | 0 | 0 | 0 | 0 | 0 | 0 | 0 | 0 | 0 | 0 | 0 | 0
Gen_BB006 | MW | SEPD | Consumer Transformation | Brora | 0 | 0 | 0 | 0 | 0 | 0 | 0 | 0 | 0 | 0 | 0 | 0 | 0 | 0 | 0 | 0 | 0 | 0 | 0 | 0 | 0 | 0 | 0 | 0 | 0 | 0 | 0 | 0 | 0 | 0 | 0 | 0
Gen_BB008 | MW | SEPD | Consumer Transformation | Brora | 0 | 0 | 0 | 0 | 0 | 0 | 0 | 0 | 0 | 0 | 0 | 0 | 0 | 0 | 0 | 0 | 0 | 0 | 0 | 0 | 0 | 0 | 0 | 0 | 0 | 0 | 0 | 0 | 0 | 0 | 0 | 0
Gen_BB010 | MW | SEPD | Consumer Transformation | Brora | 0 | 0 | 0 | 0 | 0 | 0 | 0 | 0 | 0 | 0 | 0 | 0 | 0 | 0 | 0 | 0 | 0 | 0 | 0 | 0 | 0 | 0 | 0 | 0 | 0 | 0 | 0 | 0 | 0 | 0 | 0 | 0
Gen_BB011 | MW | SEPD | Consumer Transformation | Brora | 0 | 0 | 0 | 0 | 0 | 0 | 0 | 0 | 0 | 0 | 0 | 0 | 0 | 0 | 0 | 0 | 0 | 0 | 0 | 0 | 0 | 0 | 0 | 0 | 0 | 0 | 0 | 0 | 0 | 0 | 0 | 0
Gen_BB012 | MW | SEPD | Consumer Transformation | Brora | 0.06 | 0.062089 | 0.06596 | 0.071597 | 0.079247 | 0.086198 | 0.095141 | 0.10574 | 0.11536 | 0.12428 | 0.13349 | 0.1426 | 0.15173 | 0.16058 | 0.16923 | 0.17772 | 0.19048 | 0.20321 | 0.21601 | 0.22877 | 0.24156 | 0.25437 | 0.26729 | 0.28024 | 0.29322 | 0.30396 | 0.31473 | 0.32551 | 0.33632 | 0.34715 | 0.35801 | 0.36889
Gen_BB013 | MW | SEPD | Consumer Transformation | Brora | 0.69665 | 0.70454 | 0.71974 | 0.74109 | 0.76844 | 0.80512 | 0.84464 | 0.89481 | 0.94369 | 0.99025 | 1.0409 | 1.0935 | 1.1468 | 1.204 | 1.2627 | 1.3258 | 1.4333 | 1.5443 | 1.651 | 1.7585 | 1.8688 | 1.9804 | 2.0952 | 2.2097 | 2.3266 | 2.4268 | 2.5267 | 2.6266 | 2.7266 | 2.8265 | 2.9265 | 3.0266
Gen_BB014 | MW | SEPD | Consumer Transformation | Brora | 0 | 0 | 0 | 0 | 0 | 0 | 0 | 0 | 0 | 0 | 0 | 0 | 0 | 0 | 0 | 0 | 0 | 0 | 0 | 0 | 0 | 0 | 0 | 0 | 0 | 0 | 0 | 0 | 0 | 0 | 0 | 0
Gen_BB015 | MW | SEPD | Consumer Transformation | Brora | 0 | 0 | 0 | 0 | 0 | 0 | 0 | 0 | 0 | 0.7033 | 1.5302 | 2.6675 | 3.7398 | 5.1133 | 6.2292 | 7.3795 | 8.5628 | 9.8235 | 11.1664 | 12.5966 | 14.0221 | 15.481 | 16.9139 | 18.2488 | 19.5227 | 20.7219 | 21.8975 | 23.059 | 24.2001 | 25.3873 | 26.5464 | 27.7495
Gen_BB016 | MW | SEPD | Consumer Transformation | Brora | 0.11262 | 0.11262 | 0.11367 | 0.11551 | 0.11868 | 0.13203 | 0.14256 | 0.16298 | 0.20044 | 0.2619 | 0.36337 | 0.47457 | 0.6036 | 0.72522 | 0.84504 | 0.99595 | 1.1154 | 1.2344 | 1.4384 | 1.6391 | 1.8363 | 2.0299 | 2.2199 | 2.4062 | 2.5886 | 2.7671 | 2.9416 | 3.1178 | 3.2958 | 3.4755 | 3.657 | 3.8404
Gen_BB017 | MW | SEPD | Consumer Transformation | Brora | 0 | 0 | 0 | 0 | 0 | 0 | 0 | 0 | 0 | 0 | 0 | 0 | 0 | 0 | 0 | 0 | 0 | 0 | 0 | 0 | 0 | 0 | 0 | 0 | 0 | 0 | 0 | 0 | 0 | 0 | 0 | 0
Gen_BB018 | MW | SEPD | Consumer Transformation | Brora | 0.994 | 0.994 | 0.994 | 0.994 | 0.99533 | 1.0142 | 1.0198 | 1.0283 | 1.0368 | 1.0459 | 1.0544 | 1.0635 | 1.072 | 1.0805 | 1.089 | 1.0981 | 1.1066 | 1.1142 | 1.1215 | 1.129 | 1.1358 | 1.1429 | 1.1486 | 1.1537 | 1.1591 | 1.1644 | 1.17 | 1.1751 | 1.18 | 1.1853 | 1.1906 | 1.1953
Hydrogen electrolysis | MW | SEPD | Consumer Transformation | Brora | 0 | 0 | 0 | 0 | 0 | 0 | 0 | 0 | 0 | 0 | 0 | 0 | 0 | 0 | 0 | 0 | 0 | 0 | 0 | 0 | 0 | 0 | 0 | 0 | 0 | 0 | 0 | 0 | 0 | 0 | 0 | 0
Lct_BB001 | Number | SEPD | Consumer Transformation | Brora | 15.5047 | 26.2086 | 47.7617 | 95.7065 | 152.0856 | 228.4975 | 423.306 | 640.1199 | 856.8848 | 1073.6554 | 1290.4292 | 1507.2668 | 1838.585 | 2212.755 | 2593.388 | 2965.2007 | 3324.2142 | 3648.1312 | 3927.5502 | 4157.8448 | 4347.5458 | 4498.0804 | 4610.3298 | 4658.3569 | 4689.278 | 4686.2656 | 4571.8372 | 4561.5045 | 4538.4522 | 4490.0971 | 4430.7234 | 4360.8861
Lct_BB003 | Number | SEPD | Consumer Transformation | Brora | 0 | 0 | 0 | 0 | 0 | 0 | 0 | 0 | 0 | 0 | 0 | 0 | 0 | 0 | 0 | 0 | 0 | 0 | 0 | 0 | 0 | 0 | 0 | 0 | 0 | 0 | 0 | 0 | 0 | 0 | 0 | 0
Lct_BB005 | Number | SEPD | Consumer Transformation | Brora | 129.9341 | 144.6415 | 150.1547 | 186.4523 | 301.241 | 482.5958 | 680.5314 | 862.2888 | 1054.9588 | 1397.1635 | 1802.6183 | 2148.3098 | 2252.9851 | 2358.4877 | 2463.2492 | 2568.094 | 2671.1685 | 2690.2077 | 2710.3893 | 2733.9331 | 2761.4139 | 2791.9417 | 2806.3487 | 2820.784 | 2863.9328 | 2907.9597 | 2952.7289 | 2962.3289 | 2971.9289 | 2981.5289 | 2991.1289 | 3000.7289
Lct_BB006 | Number | SEPD | Consumer Transformation | Brora | 0 | 0 | 0 | 0 | 0 | 0 | 0 | 0 | 0 | 0 | 0 | 0 | 0 | 0 | 0 | 0 | 0 | 0 | 0 | 0 | 0 | 0 | 0 | 0 | 0 | 0 | 0 | 0 | 0 | 0 | 0 | 0
Lct_BB007 | Number | SEPD | Consumer Transformation | Brora | 0 | 0 | 0 | 0 | 0 | 0 | 0 | 0 | 0 | 0 | 0 | 0 | 0 | 0 | 0 | 0 | 0 | 0 | 0 | 0 | 0 | 0 | 0 | 0 | 0 | 0 | 0 | 0 | 0 | 0 | 0 | 0
Lct_BB008 | Number | SEPD | Consumer Transformation | Brora | 0 | 0 | 0 | 0 | 0 | 0 | 0 | 0 | 0 | 0 | 0 | 0 | 0 | 0 | 0 | 0 | 0 | 0 | 0 | 0 | 0 | 0 | 0 | 0 | 0 | 0 | 0 | 0 | 0 | 0 | 0 | 0
Lct_BB010b | MW | SEPD | Consumer Transformation | Brora | 0.092 | 0.1074 | 0.1998 | 0.4154 | 0.6926 | 1.0426 | 2.052 | 2.948 | 3.8538 | 4.7344 | 5.6362 | 6.5663 | 8.2026 | 9.8139 | 12.6822 | 14.9411 | 16.8871 | 18.3755 | 19.3322 | 19.9838 | 20.3924 | 20.5312 | 20.6302 | 20.6302 | 20.6302 | 20.6302 | 20.6332 | 20.6332 | 20.6332 | 20.6332 | 20.6332 | 20.6332
Lct_BB011b | MW | SEPD | Consumer Transformation | Brora | 0 | 0.0048 | 0.01559 | 0.03489 | 0.05386 | 0.07654 | 0.10379 | 0.13338 | 0.16614 | 0.20206 | 0.24085 | 0.28347 | 0.34164 | 0.39902 | 0.45325 | 0.50161 | 0.54321 | 0.57589 | 0.5988 | 0.61281 | 0.61964 | 0.61996 | 0.61996 | 0.61996 | 0.61996 | 0.61996 | 0.61996 | 0.61996 | 0.61996 | 0.61996 | 0.61996 | 0.61996
Lct_BB012b | MW | SEPD | Consumer Transformation | Brora | 0.249 | 0.256 | 0.2624 | 0.27566 | 0.28555 | 0.2966 | 0.3082 | 0.31975 | 0.33252 | 0.34639 | 0.36091 | 0.374 | 0.39705 | 0.41954 | 0.4403 | 0.45815 | 0.47276 | 0.48322 | 0.48947 | 0.49438 | 0.4984 | 0.50161 | 0.50407 | 0.50526 | 0.5065 | 0.50814 | 0.51074 | 0.51074 | 0.51074 | 0.51074 | 0.51074 | 0.51074
Lct_BB013b | MW | SEPD | Consumer Transformation | Brora | 0 | 0.0035 | 0.00693 | 0.01434 | 0.01996 | 0.02596 | 0.03692 | 0.05407 | 0.07268 | 0.08167 | 0.0907 | 0.10097 | 0.11292 | 0.12447 | 0.13541 | 0.145 | 0.15319 | 0.15949 | 0.16392 | 0.16643 | 0.16761 | 0.16821 | 0.16821 | 0.16821 | 0.16821 | 0.1688 | 0.1688 | 0.1688 | 0.1688 | 0.1688 | 0.1688 | 0.1688
Lct_BB014 | Number | SEPD | Consumer Transformation | Brora | 2.3855 | 2.4038 | 2.7006 | 3.0661 | 3.4676 | 3.9202 | 4.4393 | 4.7284 | 5.2923 | 5.9235 | 6.6226 | 7.417 | 8.3212 | 9.3739 | 10.5813 | 11.9413 | 13.469 | 20.1427 | 21.6983 | 23.4118 | 25.3192 | 27.4159 | 32.9747 | 35.8194 | 38.8009 | 42.2495 | 46.0601 | 51.9329 | 58.5377 | 65.9987 | 74.3938 | 83.8475
Other generation | MW | SEPD | Consumer Transformation | Brora | 0 | 0 | 0 | 0 | 0 | 0 | 0 | 0 | 0 | 0 | 0 | 0 | 0 | 0 | 0 | 0 | 0 | 0 | 0 | 0 | 0 | 0 | 0 | 0 | 0 | 0 | 0 | 0 | 0 | 0 | 0 | 0
Srg_BB001 | MW | SEPD | Consumer Transformation | Brora | 0 | 0.036684 | 0.040352 | 0.044021 | 0.047689 | 0.051358 | 0.055026 | 0.11372 | 0.11739 | 0.1221 | 0.12783 | 0.13831 | 0.18649 | 0.23763 | 0.29166 | 0.34842 | 0.41457 | 0.46075 | 0.51162 | 0.56627 | 0.62625 | 0.6912 | 0.73144 | 0.77259 | 0.81403 | 0.85621 | 0.89872 | 0.90761 | 0.9166 | 0.92567 | 0.93517 | 0.94466
Srg_BB002 | MW | SEPD | Consumer Transformation | Brora | 0 | 0 | 0.0013765 | 0.0028144 | 0.0043732 | 0.0061567 | 0.0081799 | 0.027891 | 0.044024 | 0.06305 | 0.084706 | 0.10977 | 0.11988 | 0.13008 | 0.14001 | 0.14971 | 0.15957 | 0.17706 | 0.19564 | 0.21541 | 0.23629 | 0.25834 | 0.29729 | 0.33914 | 0.38374 | 0.43104 | 0.47749 | 0.52615 | 0.57703 | 0.63013 | 0.68546 | 0.74302
Data centres (MW) | MW | SEPD | Consumer Transformation | Burghmuir | 0 | 0 | 0 | 0 | 0 | 0 | 0 | 0 | 0 | 0 | 0 | 0 | 0 | 0 | 0 | 0 | 0 | 0 | 0 | 0 | 0 | 0 | 0 | 0 | 0 | 0 | 0 | 0 | 0 | 0 | 0 | 0
Dem_BB001a | Number of homes (cumulative) | SEPD | Consumer Transformation | Burghmuir | 0 | 244.5981 | 422.5493 | 630.9527 | 864.3952 | 1131.774 | 1381.6449 | 1657.4794 | 1916.1755 | 2186.0981 | 2464.7462 | 2758.9998 | 3041.0779 | 3322.2445 | 3576.4969 | 3831.2296 | 4066.2296 | 4282.4238 | 4671.8213 | 5068.9338 | 5474.8483 | 5891.4674 | 6062.3653 | 6219.1029 | 6361.6969 | 6493.1687 | 6613.5554 | 6723.8708 | 6825.1264 | 6901.3121 | 6952.4355 | 6977.494
Dem_BB002b | Floorspace (m2) (cumulative) | SEPD | Consumer Transformation | Burghmuir | 0 | 19435.2823 | 50383.5081 | 75280.1008 | 127106.4315 | 183170.8333 | 232707.0565 | 282173.2056 | 340798.6761 | 389948.4677 | 416461.3306 | 445053.9315 | 470346.5323 | 490597.957 | 516097.2984 | 536474.5565 | 551712.2312 | 557683.4677 | 561291.6331 | 564620.0605 | 567518.75 | 570137.7016 | 572476.9153 | 573786.3911 | 574316.129 | 574316.129 | 574316.129 | 574316.129 | 574316.129 | 574316.129 | 574316.129 | 574316.129
Domestic direct electric heating | Number | SEPD | Consumer Transformation | Burghmuir | 4364.7318 | 4391.196 | 4410.4163 | 4381.2414 | 4319.5303 | 4225.9544 | 4056.683 | 3879.5216 | 3702.177 | 3581.1013 | 3441.9687 | 3312.8763 | 3208.3483 | 3156.8271 | 3132.2014 | 3124.0145 | 3115.864 | 3106.1091 | 3110.2526 | 3114.1706 | 3118.3995 | 3123.0692 | 3108.7201 | 3093.5425 | 3077.4196 | 3060.6992 | 3043.1743 | 3024.7109 | 3005.7483 | 2984.9369 | 2962.4831 | 2938.3138
Gas: Hydrogen peaking | MW | SEPD | Consumer Transformation | Burghmuir | 0 | 0 | 0 | 0 | 0 | 0 | 0 | 0 | 0 | 0 | 0 | 0 | 0 | 0 | 0 | 0 | 0 | 0 | 0 | 0 | 0 | 0 | 0 | 0 | 0 | 0 | 0 | 0 | 0 | 0 | 0 | 0
Gen_BB001 | MW | SEPD | Consumer Transformation | Burghmuir | 0 | 0 | 0 | 0 | 0 | 0 | 0 | 0 | 0 | 0 | 0 | 0 | 0 | 0 | 0 | 0 | 0 | 0 | 0 | 0 | 0 | 0 | 0 | 0 | 0 | 0 | 0 | 0 | 0 | 0 | 0 | 0
Gen_BB004 | MW | SEPD | Consumer Transformation | Burghmuir | 0 | 0 | 0 | 0 | 0.18 | 0.18 | 0.18 | 0.18 | 0.18 | 0.18 | 0.18 | 0.18 | 0.26277 | 0.34557 | 0.43041 | 0.51492 | 0.6014 | 0.6014 | 0.6014 | 0.6014 | 0.6014 | 0.6014 | 0.6014 | 0.6014 | 0.6014 | 0.59719 | 0.59302 | 0.58476 | 0.57666 | 0.56476 | 0.55322 | 0.54202
Gen_BB005 | MW | SEPD | Consumer Transformation | Burghmuir | 0 | 0 | 0 | 0 | 0 | 0 | 0 | 0 | 0 | 0 | 0 | 0 | 0 | 0 | 0 | 0 | 0 | 0 | 0 | 0 | 0 | 0 | 0 | 0 | 0 | 0 | 0 | 0 | 0 | 0 | 0 | 0
Gen_BB006 | MW | SEPD | Consumer Transformation | Burghmuir | 0 | 0 | 0 | 0 | 0 | 0 | 0 | 0 | 0 | 0 | 0 | 0 | 0 | 0 | 0 | 0 | 0 | 0 | 0 | 0 | 0 | 0 | 0 | 0 | 0 | 0 | 0 | 0 | 0 | 0 | 0 | 0
Gen_BB008 | MW | SEPD | Consumer Transformation | Burghmuir | 0 | 0 | 0 | 0 | 0 | 0 | 0 | 0 | 0 | 0 | 0 | 0 | 0 | 0 | 0 | 0 | 0 | 0 | 0 | 0 | 0 | 0 | 0 | 0 | 0 | 0 | 0 | 0 | 0 | 0 | 0 | 0
Gen_BB010 | MW | SEPD | Consumer Transformation | Burghmuir | 0 | 0 | 0 | 0 | 0 | 0 | 0 | 0 | 0 | 0 | 0 | 0 | 0 | 0 | 0 | 0 | 0 | 0 | 0 | 0 | 0 | 0 | 0 | 0 | 0 | 0 | 0 | 0 | 0 | 0 | 0 | 0
Gen_BB011 | MW | SEPD | Consumer Transformation | Burghmuir | 0 | 0 | 0 | 0 | 0 | 0 | 0 | 0 | 0 | 0 | 0 | 0 | 0 | 0 | 0 | 0 | 0 | 0 | 0 | 0 | 0 | 0 | 0 | 0 | 0 | 0 | 0 | 0 | 0 | 0 | 0 | 0
Gen_BB012 | MW | SEPD | Consumer Transformation | Burghmuir | 0.27895 | 0.43595 | 1.8339 | 1.871 | 1.8839 | 1.9198 | 1.9564 | 2.1649 | 2.3975 | 2.6539 | 2.9525 | 3.3291 | 3.7602 | 4.2435 | 4.7342 | 5.247 | 5.6899 | 6.069 | 6.2915 | 6.768 | 6.9496 | 7.126 | 7.3002 | 7.4764 | 7.7707 | 8.0537 | 8.3366 | 8.5969 | 8.8345 | 9.0493 | 9.2416 | 9.4112
Gen_BB013 | MW | SEPD | Consumer Transformation | Burghmuir | 1.6474 | 1.7095 | 1.8181 | 1.9956 | 2.2575 | 2.5645 | 2.9485 | 3.4389 | 3.937 | 4.4693 | 5.0634 | 5.7152 | 6.383 | 7.0699 | 7.7479 | 8.4381 | 9.1735 | 9.8859 | 10.8366 | 11.8057 | 12.7928 | 13.7985 | 14.4796 | 15.1445 | 15.7906 | 16.3682 | 16.9315 | 17.4814 | 18.0191 | 18.5214 | 18.9885 | 19.4186
Gen_BB014 | MW | SEPD | Consumer Transformation | Burghmuir | 0 | 0 | 0 | 0 | 0 | 0 | 0 | 0 | 0 | 0 | 0 | 0 | 0 | 0 | 0 | 0 | 0 | 0 | 0 | 0 | 0 | 0 | 0 | 0 | 0 | 0 | 0 | 0 | 0 | 0 | 0 | 0
Gen_BB015 | MW | SEPD | Consumer Transformation | Burghmuir | 0 | 0 | 0 | 0 | 0 | 0 | 0 | 0 | 0 | 0.39073 | 0.85012 | 1.482 | 2.0777 | 2.8408 | 3.4607 | 4.0998 | 4.7572 | 5.4576 | 6.2037 | 6.9983 | 7.7902 | 8.6008 | 9.3968 | 10.1384 | 10.8462 | 11.5124 | 12.1655 | 12.8108 | 13.4448 | 14.1043 | 14.7483 | 15.4167
Gen_BB016 | MW | SEPD | Consumer Transformation | Burghmuir | 0.062568 | 0.062568 | 0.063153 | 0.064174 | 0.065935 | 0.073352 | 0.079202 | 0.090544 | 0.11136 | 0.1455 | 0.20187 | 0.26366 | 0.33534 | 0.40291 | 0.46948 | 0.55332 | 0.61966 | 0.68577 | 0.79912 | 0.91062 | 1.0202 | 1.1278 | 1.2333 | 1.3368 | 1.4382 | 1.5373 | 1.6343 | 1.7321 | 1.831 | 1.9309 | 2.0317 | 2.1336
Gen_BB017 | MW | SEPD | Consumer Transformation | Burghmuir | 0 | 0 | 0 | 0 | 0 | 0 | 0 | 0 | 0 | 0 | 0 | 0 | 0 | 0 | 0 | 0 | 0 | 0 | 0 | 0 | 0 | 0 | 0 | 0 | 0 | 0 | 0 | 0 | 0 | 0 | 0 | 0
Gen_BB018 | MW | SEPD | Consumer Transformation | Burghmuir | 1.3 | 1.3 | 1.3 | 1.3 | 1.3044 | 1.3666 | 1.3852 | 1.4133 | 1.4414 | 1.4713 | 1.4993 | 1.5292 | 1.5573 | 1.5854 | 1.6134 | 1.6434 | 1.6714 | 1.6965 | 1.7206 | 1.7455 | 1.7678 | 1.7912 | 1.8102 | 1.8268 | 1.8447 | 1.8621 | 1.8809 | 1.8974 | 1.9136 | 1.9313 | 1.9488 | 1.9641
Hydrogen electrolysis | MW | SEPD | Consumer Transformation | Burghmuir | 0 | 0 | 0 | 0 | 0 | 0 | 0 | 0 | 0 | 0 | 0 | 0 | 0.7 | 0.7 | 0.7 | 0.7 | 1.4 | 1.4 | 1.4 | 1.5 | 2 | 2 | 2 | 2 | 3 | 3 | 3 | 3 | 3 | 3 | 3 | 3
Lct_BB001 | Number | SEPD | Consumer Transformation | Burghmuir | 68.078 | 111.3061 | 197.7256 | 392.6447 | 626.4011 | 945.4145 | 1605.6884 | 2480.1133 | 3354.5599 | 4229.0043 | 5103.4176 | 5977.7795 | 7235.336 | 8822.3665 | 10495.9335 | 12207.6164 | 13957.1385 | 15642.4506 | 17211.4939 | 18623.0612 | 19877.6479 | 20959.2797 | 21856.6362 | 22485.126 | 22982.1012 | 23175.3733 | 23006.6079 | 23122.591 | 23168.1443 | 23074.6764 | 22925.5152 | 22709.2262
Lct_BB003 | Number | SEPD | Consumer Transformation | Burghmuir | 0 | 0 | 0 | 0 | 0 | 0 | 0 | 0 | 0 | 0 | 0 | 0 | 0 | 0 | 0 | 0 | 0 | 0 | 0 | 0 | 0 | 0 | 0 | 0 | 0 | 0 | 0 | 0 | 0 | 0 | 0 | 0
Lct_BB005 | Number | SEPD | Consumer Transformation | Burghmuir | 150.8121 | 248.5689 | 314.1896 | 755.4352 | 1585.5851 | 2685.2207 | 3643.7449 | 4932.9661 | 6322.8289 | 7303.681 | 8507.9966 | 9714.4783 | 10794.5685 | 11864.693 | 12927.8841 | 13994.9114 | 15072.2532 | 15910.5648 | 16827.4214 | 17735.4622 | 18640.4497 | 19540.8668 | 20092.5548 | 20639.5494 | 21118.7134 | 21590.4983 | 22057.4201 | 22173.2201 | 22283.6201 | 22379.0201 | 22459.4201 | 22524.2201
Lct_BB006 | Number | SEPD | Consumer Transformation | Burghmuir | 0 | 0 | 19.7061 | 39.1582 | 58.3553 | 77.2977 | 95.9845 | 137.4326 | 178.2143 | 209.8001 | 240.8617 | 271.3975 | 378.1688 | 483.7662 | 588.1926 | 691.4449 | 793.523 | 890.8956 | 987.1368 | 1082.2409 | 1176.2143 | 1269.0525 | 1300.9517 | 1332.6275 | 1364.0827 | 1395.32 | 1426.3348 | 1426.3348 | 1426.3348 | 1426.3348 | 1426.3348 | 1426.3348
Lct_BB007 | Number | SEPD | Consumer Transformation | Burghmuir | 75.2125 | 93.3888 | 94.4572 | 156.8016 | 298.5489 | 455.2464 | 600.2774 | 749.4718 | 909.2933 | 1082.0836 | 1292.9237 | 1482.0785 | 1579.002 | 1674.833 | 1769.5723 | 1863.2205 | 1955.7783 | 2002.6912 | 2049.5208 | 2096.2669 | 2142.9297 | 2189.5092 | 2210.1043 | 2243.491 | 2277.029 | 2310.7184 | 2344.5591 | 2337.8749 | 2331.1907 | 2324.5065 | 2317.8222 | 2311.138
Lct_BB008 | Number | SEPD | Consumer Transformation | Burghmuir | 0 | 0 | 0.89227 | 1.773 | 2.6423 | 3.5 | 4.3461 | 6.2229 | 8.0695 | 9.8857 | 11.6718 | 13.4276 | 19.5672 | 25.6393 | 31.644 | 37.5812 | 43.451 | 49.0502 | 54.5842 | 60.053 | 65.4566 | 70.795 | 72.6293 | 74.4509 | 76.2598 | 78.0559 | 79.8393 | 79.8393 | 79.8393 | 79.8393 | 79.8393 | 79.8393
Lct_BB010b | MW | SEPD | Consumer Transformation | Burghmuir | 0.496 | 0.72048 | 1.1345 | 2.0287 | 3.1153 | 4.5302 | 7.5699 | 10.6816 | 13.6213 | 16.6687 | 19.9379 | 23.1266 | 28.4626 | 35.2339 | 44.4072 | 52.7842 | 58.9679 | 62.9084 | 65.7587 | 67.327 | 68.4034 | 69.0244 | 69.2591 | 69.2591 | 69.2591 | 69.2591 | 69.474 | 69.474 | 69.474 | 69.474 | 69.474 | 69.474
Lct_BB011b | MW | SEPD | Consumer Transformation | Burghmuir | 0.13 | 0.2088 | 0.2871 | 0.5079 | 0.72781 | 0.99357 | 1.408 | 2.0168 | 2.751 | 3.3052 | 3.9003 | 4.597 | 5.2418 | 5.8798 | 6.4923 | 7.0445 | 7.5273 | 7.9143 | 8.2011 | 8.3867 | 8.4984 | 8.5577 | 8.5901 | 8.6196 | 8.6601 | 8.7198 | 8.724 | 8.724 | 8.724 | 8.724 | 8.724 | 8.724
Lct_BB012b | MW | SEPD | Consumer Transformation | Burghmuir | 3.8437 | 3.9134 | 3.9798 | 4.126 | 4.2482 | 4.3886 | 4.5559 | 4.7495 | 4.9679 | 5.1876 | 5.4263 | 5.6706 | 6.0267 | 6.3872 | 6.7334 | 7.0484 | 7.3262 | 7.5499 | 7.7157 | 7.8365 | 7.9239 | 7.9817 | 8.0133 | 8.0279 | 8.0432 | 8.0634 | 8.0957 | 8.0957 | 8.0957 | 8.0957 | 8.0957 | 8.0957
Lct_BB013b | MW | SEPD | Consumer Transformation | Burghmuir | 0 | 0.2141 | 0.42829 | 0.88602 | 1.2335 | 1.6043 | 2.2817 | 3.3419 | 4.4923 | 5.0476 | 5.6059 | 6.2406 | 6.9789 | 7.6927 | 8.3691 | 8.9619 | 9.4683 | 9.8579 | 10.1318 | 10.287 | 10.36 | 10.3969 | 10.3969 | 10.3969 | 10.3969 | 10.4337 | 10.4337 | 10.4337 | 10.4337 | 10.4337 | 10.4337 | 10.4337
Lct_BB014 | Number | SEPD | Consumer Transformation | Burghmuir | 54.8484 | 55.2694 | 62.0948 | 70.499 | 79.7307 | 90.1356 | 102.0718 | 119.5422 | 133.7992 | 149.7569 | 167.43 | 187.5149 | 218.007 | 245.5864 | 277.2185 | 312.8493 | 352.872 | 527.7152 | 568.4708 | 613.3619 | 663.3338 | 718.2669 | 763.3517 | 829.2052 | 898.226 | 978.0604 | 1066.2723 | 1202.2267 | 1355.1241 | 1527.8434 | 1722.1878 | 1941.0361
Other generation | MW | SEPD | Consumer Transformation | Burghmuir | 0 | 0 | 0 | 0 | 0 | 0 | 0 | 0 | 0 | 0 | 0 | 0 | 0 | 0 | 0 | 0 | 0 | 0 | 0 | 0 | 0 | 0 | 0 | 0 | 0 | 0 | 0 | 0 | 0 | 0 | 0 | 0
Srg_BB001 | MW | SEPD | Consumer Transformation | Burghmuir | 0 | 0.33236 | 0.36559 | 0.39883 | 0.43206 | 0.4653 | 0.49854 | 1.0303 | 1.0635 | 1.0974 | 1.1317 | 1.1688 | 1.5899 | 2.0276 | 2.4819 | 2.9527 | 3.4437 | 3.6852 | 3.9369 | 4.1981 | 4.4698 | 4.7517 | 5.008 | 5.2649 | 5.5219 | 5.7793 | 6.0369 | 6.0418 | 6.0468 | 6.0519 | 6.0571 | 6.0624
Srg_BB002 | MW | SEPD | Consumer Transformation | Burghmuir | 0 | 0 | 0.0033758 | 0.0070231 | 0.011157 | 0.016074 | 0.021925 | 0.082018 | 0.13342 | 0.19638 | 0.27067 | 0.35949 | 0.39639 | 0.43465 | 0.47274 | 0.51077 | 0.54909 | 0.61645 | 0.68747 | 0.76262 | 0.84149 | 0.92437 | 1.0701 | 1.226 | 1.3916 | 1.5667 | 1.7381 | 1.9173 | 2.1042 | 2.2988 | 2.5012 | 2.7113
Data centres (MW) | MW | SEPD | Consumer Transformation | Carradale | 0 | 0 | 0 | 0 | 0 | 0 | 0 | 0 | 0 | 0 | 0 | 0 | 0 | 0 | 0 | 0 | 0 | 0 | 0 | 0 | 0 | 0 | 0 | 0 | 0 | 0 | 0 | 0 | 0 | 0 | 0 | 0
Dem_BB001a | Number of homes (cumulative) | SEPD | Consumer Transformation | Carradale | 0 | 82.7322 | 107.5222 | 178.2226 | 238.9294 | 281.6258 | 317.6258 | 349.6258 | 371.6258 | 389.6258 | 407.6258 | 425.6258 | 438.6258 | 446.6258 | 450.6258 | 454.6258 | 457.6258 | 460.4349 | 463.3189 | 464.0979 | 464.8039 | 465.4693 | 465.8384 | 466.1416 | 466.3857 | 466.5797 | 466.7386 | 466.8682 | 466.9733 | 467.0496 | 467.1003 | 467.1244
Dem_BB002b | Floorspace (m2) (cumulative) | SEPD | Consumer Transformation | Carradale | 0 | 0 | 0 | 0 | 0 | 0 | 0 | 0 | 0 | 0 | 0 | 0 | 0 | 0 | 0 | 0 | 0 | 0 | 0 | 0 | 0 | 0 | 0 | 0 | 0 | 0 | 0 | 0 | 0 | 0 | 0 | 0
Domestic direct electric heating | Number | SEPD | Consumer Transformation | Carradale | 3216.6363 | 3225.5993 | 3228.2987 | 3195.8856 | 3148.0275 | 3072.4536 | 2942.9923 | 2838.2583 | 2733.527 | 2659.2457 | 2582.038 | 2510.53 | 2484.2773 | 2465.8108 | 2457.1157 | 2443.7421 | 2430.9744 | 2418.3464 | 2405.7415 | 2393.1327 | 2380.6796 | 2368.6876 | 2357.2131 | 2345.8762 | 2334.6797 | 2323.6515 | 2312.717 | 2301.8369 | 2291.0791 | 2280.3845 | 2269.7988 | 2259.2626
Gas: Hydrogen peaking | MW | SEPD | Consumer Transformation | Carradale | 0 | 0 | 0 | 0 | 0 | 0 | 0 | 0 | 0 | 0 | 0 | 0 | 0 | 0 | 0 | 0 | 0 | 0 | 0 | 0 | 0 | 0 | 0 | 0 | 0 | 0 | 0 | 0 | 0 | 0 | 0 | 0
Gen_BB001 | MW | SEPD | Consumer Transformation | Carradale | 0 | 0 | 0 | 0 | 0 | 0 | 0 | 0 | 0 | 0 | 0 | 0 | 0 | 0 | 0 | 0 | 0 | 0 | 0 | 0 | 0 | 0 | 0 | 0 | 0 | 0 | 0 | 0 | 0 | 0 | 0 | 0
Gen_BB004 | MW | SEPD | Consumer Transformation | Carradale | 0 | 0 | 0 | 0 | 0 | 0 | 0 | 0 | 0 | 0 | 0 | 0 | 0 | 0 | 0 | 0 | 0 | 0 | 0 | 0 | 0 | 0 | 0 | 0 | 0 | 0 | 0 | 0 | 0 | 0 | 0 | 0
Gen_BB005 | MW | SEPD | Consumer Transformation | Carradale | 0 | 0 | 0 | 0 | 0 | 0 | 0 | 0 | 0 | 0 | 0 | 0 | 0 | 0 | 0 | 0 | 0 | 0 | 0 | 0 | 0 | 0 | 0 | 0 | 0 | 0 | 0 | 0 | 0 | 0 | 0 | 0
Gen_BB006 | MW | SEPD | Consumer Transformation | Carradale | 0 | 0 | 0 | 0 | 0 | 0 | 0 | 0 | 0 | 0 | 0 | 0 | 0 | 0 | 0 | 0 | 0 | 0 | 0 | 0 | 0 | 0 | 0 | 0 | 0 | 0 | 0 | 0 | 0 | 0 | 0 | 0
Gen_BB008 | MW | SEPD | Consumer Transformation | Carradale | 0 | 0 | 0 | 0 | 0 | 0 | 0 | 0 | 0 | 0 | 0 | 0 | 0 | 0 | 0 | 0 | 0 | 0 | 0 | 0 | 0 | 0 | 0 | 0 | 0 | 0 | 0 | 0 | 0 | 0 | 0 | 0
Gen_BB010 | MW | SEPD | Consumer Transformation | Carradale | 0 | 0 | 0 | 0 | 0 | 0 | 0 | 0 | 0 | 0 | 0 | 0 | 0 | 0 | 0 | 0 | 0 | 0 | 0 | 0 | 0 | 0 | 0 | 0 | 0 | 0 | 0 | 0 | 0 | 0 | 0 | 0
Gen_BB011 | MW | SEPD | Consumer Transformation | Carradale | 0 | 0 | 0 | 0 | 0 | 0 | 0 | 0 | 0 | 0 | 0 | 0 | 0 | 0 | 0 | 0 | 0 | 0 | 0 | 0 | 0 | 0 | 0 | 0 | 0 | 0 | 0 | 0 | 0 | 0 | 0 | 0
Gen_BB012 | MW | SEPD | Consumer Transformation | Carradale | 0.26733 | 0.27038 | 0.27603 | 0.28421 | 0.29527 | 0.30526 | 0.31804 | 0.33308 | 0.34664 | 0.35914 | 0.37198 | 0.38461 | 0.39723 | 0.40942 | 0.42128 | 0.4329 | 0.45204 | 0.47117 | 0.49044 | 0.50969 | 0.52901 | 0.54839 | 0.56797 | 0.5876 | 0.60729 | 0.62359 | 0.63993 | 0.65631 | 0.67274 | 0.6892 | 0.7057 | 0.72225
Gen_BB013 | MW | SEPD | Consumer Transformation | Carradale | 1.0184 | 1.0355 | 1.0566 | 1.105 | 1.168 | 1.2274 | 1.2999 | 1.3865 | 1.4659 | 1.5426 | 1.6263 | 1.714 | 1.8024 | 1.8886 | 1.9767 | 2.0668 | 2.2442 | 2.4204 | 2.5951 | 2.7676 | 2.94 | 3.1178 | 3.3035 | 3.4885 | 3.6744 | 3.8361 | 3.9974 | 4.1587 | 4.3201 | 4.4816 | 4.6431 | 4.8048
Gen_BB014 | MW | SEPD | Consumer Transformation | Carradale | 0 | 0 | 0 | 0 | 0 | 0 | 0 | 0 | 0 | 0 | 0 | 0 | 0 | 0 | 0 | 0 | 0 | 0 | 0 | 0 | 0 | 0 | 0 | 0 | 0 | 0 | 0 | 0 | 0 | 0 | 0 | 0
Gen_BB015 | MW | SEPD | Consumer Transformation | Carradale | 114.95 | 164.95 | 207.45 | 216.325 | 216.325 | 263.925 | 263.925 | 263.925 | 263.925 | 266.015 | 268.4722 | 290.8519 | 311.8883 | 315.9701 | 320.8861 | 324.3045 | 327.8209 | 331.5672 | 335.5578 | 343.258 | 347.494 | 351.8295 | 356.0876 | 360.0543 | 363.8401 | 367.4036 | 370.897 | 374.3487 | 377.7395 | 381.2676 | 384.7121 | 388.2874
Gen_BB016 | MW | SEPD | Consumer Transformation | Carradale | 3.4027 | 3.4027 | 3.4058 | 3.4113 | 3.4207 | 4.1354 | 4.1666 | 4.2273 | 4.3386 | 4.5213 | 4.8228 | 5.1533 | 5.5367 | 5.8981 | 6.5792 | 7.0276 | 8.4515 | 9.8041 | 10.4104 | 11.0068 | 11.5928 | 12.1683 | 12.7329 | 13.2865 | 13.8285 | 14.3589 | 14.8774 | 15.4011 | 15.9299 | 16.464 | 17.0035 | 17.5484
Gen_BB017 | MW | SEPD | Consumer Transformation | Carradale | 0 | 0 | 0 | 0 | 0 | 0 | 0 | 0 | 0 | 0 | 0 | 0 | 0 | 0 | 0 | 0 | 0 | 0 | 0 | 0 | 0 | 0 | 0 | 0 | 0 | 0 | 0 | 0 | 0 | 0 | 0 | 0
Gen_BB018 | MW | SEPD | Consumer Transformation | Carradale | 14.311 | 14.411 | 14.411 | 14.411 | 14.461 | 15.1682 | 15.3806 | 15.6999 | 16.0194 | 16.3596 | 16.6787 | 17.0191 | 17.3385 | 17.658 | 17.9769 | 18.3173 | 18.6368 | 18.922 | 19.1957 | 19.4796 | 19.7334 | 19.9997 | 20.2159 | 20.4045 | 20.6078 | 20.8058 | 21.0195 | 21.2078 | 21.392 | 21.5936 | 21.7921 | 21.9665
Hydrogen electrolysis | MW | SEPD | Consumer Transformation | Carradale | 0 | 0 | 0 | 0 | 0 | 0 | 0 | 0 | 0 | 0 | 0 | 0 | 0 | 0 | 0 | 0 | 0 | 0 | 0 | 0 | 0 | 0 | 0 | 0 | 0 | 0 | 0 | 0 | 0 | 0 | 0 | 0
Lct_BB001 | Number | SEPD | Consumer Transformation | Carradale | 26.2753 | 44.3488 | 80.343 | 161.1882 | 256.2516 | 385.4008 | 753.8297 | 1175.4973 | 1597.2054 | 2019.022 | 2440.9455 | 2863.0905 | 3490.2869 | 4208.8436 | 4944.0694 | 5667.7676 | 6373.4904 | 7018.0487 | 7582.3185 | 8055.9842 | 8452.7779 | 8773.8612 | 9019.8092 | 9142.7349 | 9228.5183 | 9238.1031 | 9040.3898 | 9031.4958 | 8997.1383 | 8912.0222 | 8805.3112 | 8676.7528
Lct_BB003 | Number | SEPD | Consumer Transformation | Carradale | 0 | 0 | 0 | 0 | 0 | 0 | 0 | 0 | 0 | 0 | 0 | 0 | 0 | 0 | 0 | 0 | 0 | 0 | 0 | 0 | 0 | 0 | 0 | 0 | 0 | 0 | 0 | 0 | 0 | 0 | 0 | 0
Lct_BB005 | Number | SEPD | Consumer Transformation | Carradale | 171.8462 | 203.7332 | 216.2739 | 305.3855 | 551.7894 | 872.1156 | 1200.3825 | 1526.6748 | 1864.6881 | 2475.7439 | 3195.442 | 3817.0302 | 4057.7494 | 4295.272 | 4530.8187 | 4764.3555 | 4999.5228 | 5085.4564 | 5175.6707 | 5269.8853 | 5367.9667 | 5471.5452 | 5534.277 | 5597.2256 | 5697.4685 | 5797.4578 | 5897.6748 | 5915.6748 | 5933.6748 | 5951.6748 | 5969.6748 | 5987.6748
Lct_BB006 | Number | SEPD | Consumer Transformation | Carradale | 0 | 0 | 1.0795 | 2.1451 | 3.197 | 4.235 | 5.259 | 7.5293 | 9.763 | 12.1006 | 14.3992 | 16.6594 | 24.5628 | 32.3798 | 40.1102 | 47.7531 | 55.3091 | 62.5166 | 69.6412 | 76.6809 | 83.6367 | 90.5089 | 92.8705 | 95.2154 | 97.5431 | 99.8548 | 102.1506 | 102.1506 | 102.1506 | 102.1506 | 102.1506 | 102.1506
Lct_BB007 | Number | SEPD | Consumer Transformation | Carradale | 5.8282 | 7.2366 | 7.3194 | 12.1505 | 23.1344 | 35.2767 | 46.5151 | 58.076 | 70.4605 | 83.8499 | 100.1877 | 114.8452 | 122.3557 | 129.7816 | 137.1229 | 144.3796 | 151.5518 | 155.187 | 158.8158 | 162.4382 | 166.054 | 169.6635 | 171.2594 | 173.8465 | 176.4454 | 179.0559 | 181.6782 | 181.1603 | 180.6423 | 180.1244 | 179.6065 | 179.0885
Lct_BB008 | Number | SEPD | Consumer Transformation | Carradale | 0 | 0 | 0.06914 | 0.13741 | 0.20475 | 0.27121 | 0.33678 | 0.4822 | 0.62528 | 0.76602 | 0.90442 | 1.0405 | 1.5162 | 1.9867 | 2.452 | 2.9121 | 3.367 | 3.8008 | 4.2296 | 4.6534 | 5.0721 | 5.4858 | 5.6279 | 5.7691 | 5.9093 | 6.0485 | 6.1867 | 6.1867 | 6.1867 | 6.1867 | 6.1867 | 6.1867
Lct_BB010b | MW | SEPD | Consumer Transformation | Carradale | 0.028 | 0.0672 | 0.2142 | 0.5712 | 0.987 | 1.561 | 3.3138 | 5.187 | 6.9356 | 8.5302 | 10.2275 | 12.0309 | 14.844 | 18.009 | 22.7648 | 28.2255 | 32.4159 | 35.2324 | 37.6359 | 38.6059 | 39.2267 | 39.5112 | 39.6244 | 39.6244 | 39.6244 | 39.6244 | 39.6447 | 39.6447 | 39.6447 | 39.6447 | 39.6447 | 39.6447
Lct_BB011b | MW | SEPD | Consumer Transformation | Carradale | 0.061 | 0.0777 | 0.11103 | 0.18415 | 0.25747 | 0.34665 | 0.49392 | 0.72166 | 0.99902 | 1.1973 | 1.41 | 1.6617 | 1.875 | 2.0864 | 2.2902 | 2.474 | 2.6354 | 2.7657 | 2.8634 | 2.9284 | 2.9687 | 2.9927 | 3.0065 | 3.0189 | 3.0362 | 3.0615 | 3.0633 | 3.0633 | 3.0633 | 3.0633 | 3.0633 | 3.0633
Lct_BB012b | MW | SEPD | Consumer Transformation | Carradale | 0.447 | 0.459 | 0.47147 | 0.49646 | 0.51576 | 0.53776 | 0.56191 | 0.58561 | 0.61172 | 0.6389 | 0.66731 | 0.69324 | 0.73741 | 0.78062 | 0.82012 | 0.85395 | 0.88164 | 0.90119 | 0.91248 | 0.92081 | 0.92717 | 0.93172 | 0.93469 | 0.9361 | 0.93758 | 0.93955 | 0.94264 | 0.94264 | 0.94264 | 0.94264 | 0.94264 | 0.94264
Lct_BB013b | MW | SEPD | Consumer Transformation | Carradale | 0 | 0.0036 | 0.00711 | 0.0147 | 0.02047 | 0.02663 | 0.03787 | 0.05545 | 0.07452 | 0.08374 | 0.093 | 0.10353 | 0.11578 | 0.12762 | 0.13884 | 0.14866 | 0.15705 | 0.16351 | 0.16806 | 0.17062 | 0.17184 | 0.17246 | 0.17246 | 0.17246 | 0.17246 | 0.17306 | 0.17306 | 0.17306 | 0.17306 | 0.17306 | 0.17306 | 0.17306
Lct_BB014 | Number | SEPD | Consumer Transformation | Carradale | 4.3122 | 4.3453 | 4.8819 | 5.5426 | 6.2684 | 7.0864 | 8.0248 | 9.8954 | 11.0755 | 12.3964 | 13.8594 | 15.5219 | 19.0341 | 21.442 | 24.2038 | 27.3147 | 30.8091 | 46.0745 | 49.6329 | 53.5523 | 57.9153 | 62.7115 | 72.6263 | 78.8917 | 85.4584 | 93.054 | 101.4466 | 114.3815 | 128.9283 | 145.3611 | 163.8513 | 184.6728
Other generation | MW | SEPD | Consumer Transformation | Carradale | 0 | 0 | 0 | 0 | 0 | 0 | 0 | 0 | 0 | 0 | 0 | 0 | 0 | 0 | 0 | 0 | 0 | 0 | 0 | 0 | 0 | 0 | 0 | 0 | 0 | 0 | 0 | 0 | 0 | 0 | 0 | 0
Srg_BB001 | MW | SEPD | Consumer Transformation | Carradale | 0 | 0.25532 | 0.49062 | 0.7439 | 0.99515 | 1.3304 | 1.8235 | 3.9511 | 4.3533 | 4.7751 | 5.1619 | 5.9299 | 6.404 | 6.9248 | 7.4855 | 8.0694 | 8.9287 | 9.8074 | 10.7294 | 11.6679 | 12.6547 | 13.6751 | 14.1345 | 14.5952 | 15.0461 | 15.4976 | 15.9432 | 16.0875 | 16.2279 | 16.364 | 16.5017 | 16.6346
Srg_BB002 | MW | SEPD | Consumer Transformation | Carradale | 0 | 0 | 0.002008 | 0.0041013 | 0.0063643 | 0.0089467 | 0.011866 | 0.040202 | 0.063316 | 0.090491 | 0.12133 | 0.15692 | 0.17123 | 0.18565 | 0.19963 | 0.21328 | 0.22725 | 0.25214 | 0.2787 | 0.3071 | 0.33719 | 0.36907 | 0.42556 | 0.48642 | 0.55144 | 0.62051 | 0.68846 | 0.75974 | 0.83439 | 0.91241 | 0.9938 | 1.0786
Data centres (MW) | MW | SEPD | Consumer Transformation | Cassley | 0 | 0 | 0 | 0 | 0 | 0 | 0 | 0 | 0 | 0 | 0 | 0 | 0 | 0 | 0 | 0 | 0 | 0 | 0 | 0 | 0 | 0 | 0 | 0 | 0 | 0 | 0 | 0 | 0 | 0 | 0 | 0
Dem_BB001a | Number of homes (cumulative) | SEPD | Consumer Transformation | Cassley | 0 | 0 | 0 | 0 | 0 | 0 | 0 | 0 | 0 | 0 | 0 | 0 | 0 | 0 | 0 | 0 | 0 | 0.086223 | 0.18044 | 0.26345 | 0.33869 | 0.42328 | 0.47019 | 0.50873 | 0.53976 | 0.56441 | 0.58461 | 0.60109 | 0.61445 | 0.62415 | 0.63059 | 0.63365
Dem_BB002b | Floorspace (m2) (cumulative) | SEPD | Consumer Transformation | Cassley | 0 | 0 | 0 | 0 | 0 | 0 | 0 | 0 | 0 | 0 | 0 | 0 | 0 | 0 | 0 | 0 | 0 | 0 | 0 | 0 | 0 | 0 | 0 | 0 | 0 | 0 | 0 | 0 | 0 | 0 | 0 | 0
Domestic direct electric heating | Number | SEPD | Consumer Transformation | Cassley | 235.0335 | 235.0332 | 235.0333 | 232.7123 | 230.0496 | 226.3422 | 220.0666 | 215.9785 | 211.4268 | 208.465 | 205.1372 | 201.9761 | 201.5082 | 200.9506 | 200.8267 | 200.2107 | 199.6883 | 199.1677 | 198.6489 | 198.1314 | 197.6166 | 197.1037 | 196.673 | 196.2438 | 195.8134 | 195.383 | 194.953 | 194.5217 | 194.0924 | 193.6625 | 193.2342 | 192.8048
Gas: Hydrogen peaking | MW | SEPD | Consumer Transformation | Cassley | 0 | 0 | 0 | 0 | 0 | 0 | 0 | 0 | 0 | 0 | 0 | 0 | 0 | 0 | 0 | 0 | 0 | 0 | 0 | 0 | 0 | 0 | 0 | 0 | 0 | 0 | 0 | 0 | 0 | 0 | 0 | 0
Gen_BB001 | MW | SEPD | Consumer Transformation | Cassley | 0 | 0 | 0 | 0 | 0 | 0 | 0 | 0 | 0 | 0 | 0 | 0 | 0 | 0 | 0 | 0 | 0 | 0 | 0 | 0 | 0 | 0 | 0 | 0 | 0 | 0 | 0 | 0 | 0 | 0 | 0 | 0
Gen_BB004 | MW | SEPD | Consumer Transformation | Cassley | 0 | 0 | 0 | 0 | 0 | 0 | 0 | 0 | 0 | 0 | 0 | 0 | 0 | 0 | 0 | 0 | 0 | 0 | 0 | 0 | 0 | 0 | 0 | 0 | 0 | 0 | 0 | 0 | 0 | 0 | 0 | 0
Gen_BB005 | MW | SEPD | Consumer Transformation | Cassley | 0 | 0 | 0 | 0 | 0 | 0 | 0 | 0 | 0 | 0 | 0 | 0 | 0 | 0 | 0 | 0 | 0 | 0 | 0 | 0 | 0 | 0 | 0 | 0 | 0 | 0 | 0 | 0 | 0 | 0 | 0 | 0
Gen_BB006 | MW | SEPD | Consumer Transformation | Cassley | 0 | 0 | 0 | 0 | 0 | 0 | 0 | 0 | 0 | 0 | 0 | 0 | 0 | 0 | 0 | 0 | 0 | 0 | 0 | 0 | 0 | 0 | 0 | 0 | 0 | 0 | 0 | 0 | 0 | 0 | 0 | 0
Gen_BB008 | MW | SEPD | Consumer Transformation | Cassley | 0 | 0 | 0 | 0 | 0 | 0 | 0 | 0 | 0 | 0 | 0 | 0 | 0 | 0 | 0 | 0 | 0 | 0 | 0 | 0 | 0 | 0 | 0 | 0 | 0 | 0 | 0 | 0 | 0 | 0 | 0 | 0
Gen_BB010 | MW | SEPD | Consumer Transformation | Cassley | 0 | 0 | 0 | 0 | 0 | 0 | 0 | 0 | 0 | 0 | 0 | 0 | 0 | 0 | 0 | 0 | 0 | 0 | 0 | 0 | 0 | 0 | 0 | 0 | 0 | 0 | 0 | 0 | 0 | 0 | 0 | 0
Gen_BB011 | MW | SEPD | Consumer Transformation | Cassley | 0 | 0 | 0 | 0 | 0 | 0 | 0 | 0 | 0 | 0 | 0 | 0 | 0 | 0 | 0 | 0 | 0 | 0 | 0 | 0 | 0 | 0 | 0 | 0 | 0 | 0 | 0 | 0 | 0 | 0 | 0 | 0
Gen_BB012 | MW | SEPD | Consumer Transformation | Cassley | 0 | 0.00022876 | 0.00064215 | 0.0012191 | 0.0019543 | 0.0025743 | 0.0033058 | 0.0040798 | 0.0047011 | 0.0052134 | 0.0056839 | 0.0060955 | 0.0064636 | 0.0067829 | 0.0070633 | 0.0073119 | 0.0090694 | 0.010862 | 0.0127 | 0.014562 | 0.016452 | 0.018369 | 0.02032 | 0.022286 | 0.024267 | 0.025911 | 0.02756 | 0.02922 | 0.03089 | 0.032567 | 0.034253 | 0.035949
Gen_BB013 | MW | SEPD | Consumer Transformation | Cassley | 0.076953 | 0.076968 | 0.076972 | 0.076987 | 0.076996 | 0.077028 | 0.07706 | 0.07711 | 0.077172 | 0.077233 | 0.077298 | 0.077364 | 0.077442 | 0.077524 | 0.078956 | 0.080419 | 0.099189 | 0.11779 | 0.13642 | 0.15494 | 0.17344 | 0.19195 | 0.21195 | 0.23186 | 0.2517 | 0.26875 | 0.28572 | 0.30271 | 0.3197 | 0.33668 | 0.35367 | 0.37068
Gen_BB014 | MW | SEPD | Consumer Transformation | Cassley | 0 | 0 | 0 | 0 | 0 | 0 | 0 | 0 | 0 | 0 | 0 | 0 | 0 | 0 | 0 | 0 | 0 | 0 | 0 | 0 | 0 | 0 | 0 | 0 | 0 | 0 | 0 | 0 | 0 | 0 | 0 | 0
Gen_BB015 | MW | SEPD | Consumer Transformation | Cassley | 0 | 0 | 0 | 0 | 0 | 0 | 0 | 0 | 0 | 0.12785 | 0.27816 | 0.4849 | 0.67982 | 0.92951 | 1.1324 | 1.3415 | 1.5566 | 1.7857 | 2.0299 | 2.2898 | 2.549 | 2.8142 | 3.0747 | 3.3173 | 3.5489 | 3.7669 | 3.9806 | 4.1917 | 4.3991 | 4.615 | 4.8257 | 5.0444
Gen_BB016 | MW | SEPD | Consumer Transformation | Cassley | 0.020472 | 0.020472 | 0.020664 | 0.020998 | 0.021574 | 0.024001 | 0.025915 | 0.029626 | 0.036437 | 0.047609 | 0.066054 | 0.086269 | 0.10972 | 0.13183 | 0.15361 | 0.18105 | 0.20275 | 0.22438 | 0.26147 | 0.29795 | 0.3338 | 0.36901 | 0.40355 | 0.43741 | 0.47057 | 0.50301 | 0.53473 | 0.56676 | 0.59911 | 0.63178 | 0.66478 | 0.69812
Gen_BB017 | MW | SEPD | Consumer Transformation | Cassley | 0 | 0 | 0 | 0 | 0 | 0 | 0 | 0 | 0 | 0 | 0 | 0 | 0 | 0 | 0 | 0 | 0 | 0 | 0 | 0 | 0 | 0 | 0 | 0 | 0 | 0 | 0 | 0 | 0 | 0 | 0 | 0
Gen_BB018 | MW | SEPD | Consumer Transformation | Cassley | 16.645 | 16.645 | 16.645 | 16.845 | 16.8867 | 17.4768 | 17.654 | 17.9204 | 18.187 | 18.4708 | 18.7371 | 19.0211 | 19.2875 | 19.5541 | 19.8202 | 20.1042 | 20.3708 | 20.6088 | 20.8372 | 21.074 | 21.2857 | 21.508 | 21.6884 | 21.8457 | 22.0153 | 22.1806 | 22.3588 | 22.516 | 22.6696 | 22.8378 | 23.0034 | 23.149
Hydrogen electrolysis | MW | SEPD | Consumer Transformation | Cassley | 0 | 0 | 0 | 0 | 0 | 0 | 0 | 0 | 0 | 0 | 0 | 0 | 0 | 0 | 0 | 0 | 0 | 0 | 0 | 0 | 0 | 0 | 0 | 0 | 0 | 0 | 0 | 0 | 0 | 0 | 0 | 0
Lct_BB001 | Number | SEPD | Consumer Transformation | Cassley | 3.4721 | 5.9732 | 10.9482 | 22.0151 | 34.9437 | 52.3915 | 97.5774 | 145.4104 | 193.1987 | 241.0274 | 288.8019 | 336.6452 | 411.5385 | 493.3736 | 575.6694 | 654.7528 | 729.492 | 795.177 | 849.9656 | 893.1165 | 927.1319 | 952.7028 | 970.2517 | 973.6885 | 974.429 | 970.343 | 940.0316 | 935.1103 | 927.6668 | 915.2269 | 900.5976 | 883.9511
Lct_BB003 | Number | SEPD | Consumer Transformation | Cassley | 0 | 0 | 0 | 0 | 0 | 0 | 0 | 0 | 0 | 0 | 0 | 0 | 0 | 0 | 0 | 0 | 0 | 0 | 0 | 0 | 0 | 0 | 0 | 0 | 0 | 0 | 0 | 0 | 0 | 0 | 0 | 0
Lct_BB005 | Number | SEPD | Consumer Transformation | Cassley | 27.476 | 29.3956 | 30.0376 | 34.8327 | 50.6639 | 74.3103 | 102.0689 | 127.0592 | 153.5392 | 222.1114 | 302.4416 | 370.3796 | 391.2391 | 411.8452 | 432.7085 | 453.1947 | 473.9682 | 477.7587 | 482.0827 | 486.9465 | 492.3085 | 498.1242 | 501.1096 | 504.1006 | 512.4512 | 521.0192 | 529.7028 | 531.5028 | 533.3028 | 535.1028 | 536.9028 | 538.7028
Lct_BB006 | Number | SEPD | Consumer Transformation | Cassley | 0 | 0 | 0 | 0 | 0 | 0 | 0 | 0 | 0 | 0 | 0 | 0 | 0 | 0 | 0 | 0 | 0 | 0 | 0 | 0 | 0 | 0 | 0 | 0 | 0 | 0 | 0 | 0 | 0 | 0 | 0 | 0
Lct_BB007 | Number | SEPD | Consumer Transformation | Cassley | 0 | 0 | 0 | 0 | 0 | 0 | 0 | 0 | 0 | 0 | 0 | 0 | 0 | 0 | 0 | 0 | 0 | 0 | 0 | 0 | 0 | 0 | 0 | 0 | 0 | 0 | 0 | 0 | 0 | 0 | 0 | 0
Lct_BB008 | Number | SEPD | Consumer Transformation | Cassley | 0 | 0 | 0 | 0 | 0 | 0 | 0 | 0 | 0 | 0 | 0 | 0 | 0 | 0 | 0 | 0 | 0 | 0 | 0 | 0 | 0 | 0 | 0 | 0 | 0 | 0 | 0 | 0 | 0 | 0 | 0 | 0
Lct_BB010b | MW | SEPD | Consumer Transformation | Cassley | 0.021 | 0.0252 | 0.0476 | 0.0812 | 0.1596 | 0.2352 | 0.4368 | 0.7182 | 0.9324 | 1.1186 | 1.2978 | 1.5106 | 1.8998 | 2.24 | 3.1136 | 4.0964 | 4.4254 | 4.5612 | 4.7096 | 4.7306 | 4.7516 | 4.7628 | 4.7698 | 4.7698 | 4.7698 | 4.7698 | 4.7698 | 4.7698 | 4.7698 | 4.7698 | 4.7698 | 4.7698
Lct_BB011b | MW | SEPD | Consumer Transformation | Cassley | 0 | 0.0004 | 0.00542 | 0.01197 | 0.01838 | 0.02585 | 0.03499 | 0.04501 | 0.05606 | 0.06809 | 0.08114 | 0.09564 | 0.11507 | 0.13439 | 0.15265 | 0.16916 | 0.18327 | 0.19425 | 0.20198 | 0.20657 | 0.20905 | 0.20905 | 0.20905 | 0.20905 | 0.20905 | 0.20905 | 0.20905 | 0.20905 | 0.20905 | 0.20905 | 0.20905 | 0.20905
Lct_BB012b | MW | SEPD | Consumer Transformation | Cassley | 0.215 | 0.2185 | 0.22244 | 0.2301 | 0.23624 | 0.2432 | 0.25104 | 0.26001 | 0.27013 | 0.28063 | 0.29197 | 0.30321 | 0.3205 | 0.33779 | 0.3544 | 0.36937 | 0.38241 | 0.39274 | 0.40025 | 0.40588 | 0.41013 | 0.41314 | 0.41504 | 0.41594 | 0.41688 | 0.41812 | 0.42009 | 0.42009 | 0.42009 | 0.42009 | 0.42009 | 0.42009
Lct_BB013b | MW | SEPD | Consumer Transformation | Cassley | 0 | 0.0007 | 0.00129 | 0.00266 | 0.00371 | 0.00482 | 0.00685 | 0.01002 | 0.01346 | 0.01512 | 0.01679 | 0.01869 | 0.02089 | 0.02303 | 0.02506 | 0.02683 | 0.02835 | 0.02952 | 0.03034 | 0.0308 | 0.03102 | 0.03114 | 0.03114 | 0.03114 | 0.03114 | 0.03126 | 0.03126 | 0.03126 | 0.03126 | 0.03126 | 0.03126 | 0.03126
Lct_BB014 | Number | SEPD | Consumer Transformation | Cassley | 0.53381 | 0.5379 | 0.60433 | 0.68612 | 0.77597 | 0.87724 | 0.9934 | 0.88809 | 0.99401 | 1.1126 | 1.2439 | 1.3931 | 1.1798 | 1.329 | 1.5002 | 1.693 | 1.9096 | 2.8558 | 3.0764 | 3.3193 | 3.5897 | 3.887 | 4.2737 | 4.6424 | 5.0288 | 5.4758 | 5.9696 | 6.7308 | 7.5868 | 8.5538 | 9.6418 | 10.8671
Other generation | MW | SEPD | Consumer Transformation | Cassley | 0 | 0 | 0 | 0 | 0 | 0 | 0 | 0 | 0 | 0 | 0 | 0 | 0 | 0 | 0 | 0 | 0 | 0 | 0 | 0 | 0 | 0 | 0 | 0 | 0 | 0 | 0 | 0 | 0 | 0 | 0 | 0
Srg_BB001 | MW | SEPD | Consumer Transformation | Cassley | 0 | 0.028614 | 0.031475 | 0.034336 | 0.037198 | 0.040059 | 0.04292 | 0.088702 | 0.091563 | 0.094615 | 0.097851 | 0.10195 | 0.13845 | 0.17654 | 0.2162 | 0.25742 | 0.3014 | 0.32498 | 0.34994 | 0.37611 | 0.40378 | 0.43288 | 0.45665 | 0.48059 | 0.50458 | 0.52871 | 0.5529 | 0.55451 | 0.55615 | 0.55779 | 0.55952 | 0.56125
Srg_BB002 | MW | SEPD | Consumer Transformation | Cassley | 0 | 0 | 0.0001483 | 0.00029945 | 0.00045773 | 0.00063299 | 0.00082331 | 0.0025815 | 0.0039515 | 0.0054948 | 0.0071696 | 0.0090192 | 0.0097315 | 0.01042 | 0.011061 | 0.011664 | 0.01235 | 0.013676 | 0.015188 | 0.016895 | 0.018786 | 0.02087 | 0.024688 | 0.028923 | 0.033564 | 0.038588 | 0.043614 | 0.048969 | 0.054657 | 0.060679 | 0.067039 | 0.073738
Data centres (MW) | MW | SEPD | Consumer Transformation | Charleston | 0 | 0 | 0 | 0 | 0 | 0 | 0 | 0 | 0 | 0 | 0 | 0 | 0 | 0 | 0 | 0 | 0 | 0 | 0 | 0 | 0 | 0 | 0 | 0 | 0 | 0 | 0 | 0 | 0 | 0 | 0 | 0
Dem_BB001a | Number of homes (cumulative) | SEPD | Consumer Transformation | Charleston | 0 | 162.6161 | 295.3526 | 390.9022 | 484.4652 | 584.0065 | 683.591 | 740.1252 | 796.588 | 855.1678 | 910.6057 | 958.355 | 1002.0474 | 1041.8192 | 1078.602 | 1113.602 | 1128.602 | 1141.9241 | 1155.3688 | 1166.6418 | 1174.7955 | 1181.8009 | 1187.3585 | 1191.8166 | 1195.1854 | 1197.4784 | 1197.7185 | 1197.9144 | 1198.0731 | 1198.1884 | 1198.2651 | 1198.3014
Dem_BB002b | Floorspace (m2) (cumulative) | SEPD | Consumer Transformation | Charleston | 0 | 13072.5 | 27923 | 39472.5 | 45143.25 | 53266.5 | 71114.75 | 94801.25 | 125051.5 | 150363 | 162980.75 | 185137.25 | 203725 | 216450 | 225430 | 240491.25 | 251011.25 | 255902.5 | 259297.5 | 262378.75 | 264377.5 | 265607.5 | 266542.5 | 267477.5 | 267800 | 267800 | 267800 | 267800 | 267800 | 267800 | 267800 | 267800
Domestic direct electric heating | Number | SEPD | Consumer Transformation | Charleston | 1573.863 | 1591.4737 | 1605.8336 | 1610.9272 | 1591.6617 | 1558.4874 | 1502.7175 | 1415.5956 | 1332.7437 | 1274.0405 | 1213.0208 | 1151.4591 | 1107.1774 | 1083.2043 | 1071.2278 | 1064.5153 | 1056.5063 | 1048.5744 | 1040.4741 | 1032.3088 | 1024.1639 | 1016.3678 | 1009.3489 | 1002.473 | 995.6304 | 988.7162 | 981.7912 | 975.2556 | 969.1332 | 963.1443 | 957.1688 | 951.1415
Gas: Hydrogen peaking | MW | SEPD | Consumer Transformation | Charleston | 0 | 0 | 0 | 0 | 0 | 0 | 0 | 0 | 0 | 0 | 0 | 0 | 0 | 0 | 0 | 0 | 0 | 0 | 0 | 0 | 0 | 0 | 0 | 0 | 0 | 0 | 0 | 0 | 0 | 0 | 0 | 0
Gen_BB001 | MW | SEPD | Consumer Transformation | Charleston | 1.039 | 1.039 | 1.039 | 1.039 | 1.039 | 1.039 | 1.039 | 1.039 | 1.039 | 1.039 | 1.039 | 1.039 | 1.039 | 1.039 | 1.039 | 1.039 | 1.039 | 1.039 | 1.039 | 1.039 | 1.039 | 1.039 | 1.039 | 1.039 | 1.039 | 1.039 | 0 | 0 | 0 | 0 | 0 | 0
Gen_BB004 | MW | SEPD | Consumer Transformation | Charleston | 0 | 0 | 0 | 0.21834 | 0.63562 | 0.93802 | 1.2397 | 1.5644 | 1.9659 | 2.3672 | 2.7762 | 3.1829 | 3.6061 | 4.0295 | 4.4633 | 4.8955 | 5.339 | 5.7564 | 6.1764 | 6.5983 | 7.0112 | 7.3306 | 7.6327 | 7.8517 | 8.1376 | 8.3368 | 8.5403 | 8.6527 | 8.7853 | 8.8232 | 8.9442 | 9.0615
Gen_BB005 | MW | SEPD | Consumer Transformation | Charleston | 0 | 0 | 0 | 0 | 0 | 0 | 0 | 0 | 0 | 0 | 0 | 0 | 0 | 0 | 0 | 0 | 0 | 0 | 0 | 0 | 0 | 0 | 0 | 0 | 0 | 0 | 0 | 0 | 0 | 0 | 0 | 0
Gen_BB006 | MW | SEPD | Consumer Transformation | Charleston | 0 | 0 | 0 | 0 | 20 | 20 | 20 | 20 | 20 | 20 | 20 | 20 | 20 | 20 | 20 | 20 | 20 | 20 | 20 | 20 | 20 | 20 | 20 | 20 | 0 | 0 | 0 | 0 | 0 | 0 | 0 | 0
Gen_BB008 | MW | SEPD | Consumer Transformation | Charleston | 0 | 0 | 0 | 0 | 0 | 0 | 0 | 0 | 0 | 0 | 0 | 0 | 0 | 0 | 0 | 0 | 0 | 0 | 0 | 0 | 0 | 0 | 0 | 0 | 0 | 0 | 0 | 0 | 0 | 0 | 0 | 0
Gen_BB010 | MW | SEPD | Consumer Transformation | Charleston | 0 | 0 | 0 | 0 | 0 | 0 | 0 | 0 | 0 | 0 | 0 | 0 | 0 | 0 | 0 | 0 | 0 | 0 | 0 | 0 | 0 | 0 | 0 | 0 | 0 | 0 | 0 | 0 | 0 | 0 | 0 | 0
Gen_BB011 | MW | SEPD | Consumer Transformation | Charleston | 0 | 0 | 0 | 0 | 0 | 0 | 0 | 0 | 0 | 0 | 0 | 0 | 0 | 0 | 0 | 0 | 0 | 0 | 0 | 0 | 0 | 0 | 0 | 0 | 0 | 0 | 0 | 0 | 0 | 0 | 0 | 0
Gen_BB012 | MW | SEPD | Consumer Transformation | Charleston | 0.7247 | 0.72694 | 0.73125 | 0.73784 | 0.74745 | 0.75682 | 0.76979 | 0.7864 | 0.80258 | 0.81844 | 0.83564 | 0.85333 | 0.87169 | 0.89 | 0.9083 | 0.92664 | 0.94881 | 0.97091 | 0.99315 | 1.0153 | 1.0376 | 1.0599 | 1.0823 | 1.1049 | 1.1274 | 1.1462 | 1.1649 | 1.1837 | 1.2025 | 1.2213 | 1.2402 | 1.2592
Gen_BB013 | MW | SEPD | Consumer Transformation | Charleston | 0.73924 | 0.77213 | 0.83167 | 0.9103 | 1.0202 | 1.1436 | 1.3038 | 1.4653 | 1.6292 | 1.8001 | 1.9825 | 2.1662 | 2.3539 | 2.543 | 2.7364 | 2.947 | 3.1779 | 3.4073 | 3.634 | 3.8599 | 4.0843 | 4.3127 | 4.5547 | 4.7976 | 5.0414 | 5.2547 | 5.4649 | 5.6753 | 5.8857 | 6.0963 | 6.3071 | 6.5182
Gen_BB014 | MW | SEPD | Consumer Transformation | Charleston | 0 | 0 | 0 | 0 | 0 | 0 | 0 | 0 | 0 | 0 | 0 | 0 | 0 | 0 | 0 | 0 | 0 | 0 | 0 | 0 | 0 | 0 | 0 | 0 | 0 | 0 | 0 | 0 | 0 | 0 | 0 | 0
Gen_BB015 | MW | SEPD | Consumer Transformation | Charleston | 0 | 0 | 0 | 0 | 0 | 0 | 0 | 0 | 0 | 0.0053925 | 0.011733 | 0.020453 | 0.028674 | 0.039206 | 0.047762 | 0.056582 | 0.065655 | 0.075321 | 0.085618 | 0.096584 | 0.10751 | 0.1187 | 0.12969 | 0.13992 | 0.14969 | 0.15888 | 0.1679 | 0.1768 | 0.18555 | 0.19466 | 0.20354 | 0.21277
Gen_BB016 | MW | SEPD | Consumer Transformation | Charleston | 0.084864 | 0.084864 | 0.084872 | 0.084886 | 0.08491 | 0.085012 | 0.085093 | 0.08525 | 0.085537 | 0.086008 | 0.17079 | 0.17164 | 0.17263 | 0.17356 | 0.17448 | 0.17564 | 0.17655 | 0.17746 | 0.17903 | 0.18057 | 0.18208 | 0.18356 | 0.18502 | 0.18645 | 0.18785 | 0.18922 | 0.19055 | 0.19191 | 0.19327 | 0.19465 | 0.19604 | 0.19745
Gen_BB017 | MW | SEPD | Consumer Transformation | Charleston | 0 | 0 | 0 | 0 | 0 | 0 | 0 | 0 | 0 | 0 | 0 | 0 | 0 | 0 | 0 | 0 | 0 | 0 | 0 | 0 | 0 | 0 | 0 | 0 | 0 | 0 | 0 | 0 | 0 | 0 | 0 | 0
Gen_BB018 | MW | SEPD | Consumer Transformation | Charleston | 1.35 | 1.35 | 1.35 | 1.35 | 1.35 | 1.35 | 1.35 | 1.35 | 1.35 | 1.35 | 1.35 | 1.35 | 1.35 | 1.35 | 1.35 | 1.35 | 1.35 | 1.35 | 1.35 | 1.35 | 1.35 | 1.35 | 1.35 | 1.35 | 1.35 | 1.35 | 1.35 | 1.35 | 1.35 | 1.35 | 1.35 | 1.35
Hydrogen electrolysis | MW | SEPD | Consumer Transformation | Charleston | 0 | 0 | 0 | 0 | 0 | 0 | 0 | 0 | 0.7 | 0.7 | 1 | 1.4 | 1.4 | 1.4 | 1.4 | 1.4 | 1.4 | 2 | 2 | 2 | 2 | 3 | 3 | 3 | 3 | 3 | 3 | 3 | 3 | 3 | 3 | 3
Lct_BB001 | Number | SEPD | Consumer Transformation | Charleston | 38.1519 | 62.1738 | 110.5534 | 219.1999 | 349.9717 | 528.5127 | 861.6161 | 1295.2063 | 1729.1819 | 2163.367 | 2598.21 | 3033.6047 | 3668.8222 | 4476.3732 | 5329.4193 | 6203.5398 | 7098.7888 | 7963.2804 | 8770.2122 | 9498.2144 | 10146.6253 | 10706.907 | 11172.81 | 11501.886 | 11762.9092 | 11866.9203 | 11785.8497 | 11847.0157 | 11872.0844 | 11826.2244 | 11751.9698 | 11643.2911
Lct_BB003 | Number | SEPD | Consumer Transformation | Charleston | 0 | 0 | 0 | 0 | 0 | 0 | 0 | 0 | 0 | 0 | 0 | 0 | 0 | 0 | 0 | 0 | 0 | 0 | 0 | 0 | 0 | 0 | 0 | 0 | 0 | 0 | 0 | 0 | 0 | 0 | 0 | 0
Lct_BB005 | Number | SEPD | Consumer Transformation | Charleston | 17.915 | 40.5191 | 68.9912 | 241.7973 | 487.1362 | 899.2246 | 1347.3496 | 1998.7899 | 2732.6744 | 3179.7245 | 3745.7475 | 4316.9724 | 4861.2134 | 5407.6234 | 5952.3249 | 6504.2089 | 7042.9917 | 7454.1217 | 7859.7379 | 8255.9538 | 8638.1921 | 9017.9612 | 9281.6461 | 9547.0253 | 9775.2096 | 9999.159 | 10219.2548 | 10250.4548 | 10281.6548 | 10312.8548 | 10344.0548 | 10375.2548
Lct_BB006 | Number | SEPD | Consumer Transformation | Charleston | 0 | 0 | 12.2341 | 24.3093 | 36.2259 | 47.9856 | 59.5864 | 85.3179 | 110.6347 | 129.3851 | 147.8231 | 165.9514 | 229.3356 | 292.0236 | 354.0139 | 415.3095 | 475.9073 | 533.712 | 590.8414 | 647.3006 | 703.085 | 758.197 | 777.1337 | 795.9385 | 814.6122 | 833.1556 | 851.5658 | 851.5658 | 851.5658 | 851.5658 | 851.5658 | 851.5658
Lct_BB007 | Number | SEPD | Consumer Transformation | Charleston | 40.3285 | 50.0746 | 50.6474 | 84.0762 | 160.0805 | 244.1009 | 321.8658 | 401.863 | 487.5585 | 580.2078 | 693.2592 | 794.6831 | 846.6529 | 898.0371 | 948.8359 | 999.0496 | 1048.6786 | 1073.8331 | 1098.9428 | 1124.0079 | 1149.0282 | 1174.0038 | 1185.0468 | 1202.9486 | 1220.9314 | 1238.9955 | 1257.1406 | 1253.5566 | 1249.9725 | 1246.3884 | 1242.8043 | 1239.2202
Lct_BB008 | Number | SEPD | Consumer Transformation | Charleston | 0 | 0 | 0.47845 | 0.95071 | 1.4168 | 1.8767 | 2.3304 | 3.3367 | 4.3268 | 5.3007 | 6.2583 | 7.1998 | 10.4918 | 13.7476 | 16.9673 | 20.1509 | 23.2982 | 26.3005 | 29.2678 | 32.2002 | 35.0976 | 37.96 | 38.9435 | 39.9202 | 40.8901 | 41.8532 | 42.8094 | 42.8094 | 42.8094 | 42.8094 | 42.8094 | 42.8094
Lct_BB010b | MW | SEPD | Consumer Transformation | Charleston | 0.392 | 0.52036 | 0.76193 | 1.2716 | 1.9003 | 2.6925 | 4.1992 | 5.746 | 7.2572 | 8.7663 | 10.3116 | 11.8933 | 14.6002 | 18.1612 | 21.7556 | 26.3154 | 29.4078 | 31.4067 | 32.6914 | 33.4487 | 33.911 | 34.244 | 34.3672 | 34.3672 | 34.3672 | 34.3672 | 34.4588 | 34.4588 | 34.4588 | 34.4588 | 34.4588 | 34.4588
Lct_BB011b | MW | SEPD | Consumer Transformation | Charleston | 0.078 | 0.1153 | 0.15418 | 0.2564 | 0.35739 | 0.47923 | 0.65479 | 0.89325 | 1.1759 | 1.4092 | 1.661 | 1.9504 | 2.2521 | 2.551 | 2.8357 | 3.0917 | 3.3144 | 3.4916 | 3.6208 | 3.7023 | 3.7487 | 3.7679 | 3.7776 | 3.7865 | 3.7988 | 3.8169 | 3.8182 | 3.8182 | 3.8182 | 3.8182 | 3.8182 | 3.8182
Lct_BB012b | MW | SEPD | Consumer Transformation | Charleston | 2.27 | 2.3151 | 2.3589 | 2.4591 | 2.5477 | 2.6518 | 2.7814 | 2.9309 | 3.0998 | 3.2649 | 3.4448 | 3.61 | 3.8406 | 4.0732 | 4.296 | 4.498 | 4.6751 | 4.8166 | 4.9199 | 4.9907 | 5.0373 | 5.0627 | 5.0697 | 5.0724 | 5.0752 | 5.0789 | 5.0851 | 5.0851 | 5.0851 | 5.0851 | 5.0851 | 5.0851
Lct_BB013b | MW | SEPD | Consumer Transformation | Charleston | 0 | 0.0204 | 0.04076 | 0.08432 | 0.11739 | 0.15268 | 0.21715 | 0.31805 | 0.42754 | 0.48039 | 0.53352 | 0.59392 | 0.66418 | 0.73212 | 0.79649 | 0.85291 | 0.90111 | 0.93819 | 0.96426 | 0.97903 | 0.98598 | 0.98949 | 0.98949 | 0.98949 | 0.98949 | 0.99299 | 0.99299 | 0.99299 | 0.99299 | 0.99299 | 0.99299 | 0.99299
Lct_BB014 | Number | SEPD | Consumer Transformation | Charleston | 51.327 | 51.7209 | 58.1081 | 65.9727 | 74.6117 | 84.3486 | 95.5185 | 99.1428 | 110.9669 | 124.2015 | 138.8587 | 155.5161 | 161.3468 | 181.7582 | 205.1692 | 231.5394 | 261.1602 | 390.5615 | 420.7246 | 453.9485 | 490.9326 | 531.5886 | 548.2264 | 595.5213 | 645.0909 | 702.4267 | 765.7789 | 863.4191 | 973.2275 | 1097.2716 | 1236.8465 | 1394.0197
Other generation | MW | SEPD | Consumer Transformation | Charleston | 0 | 0 | 0 | 0 | 0 | 0 | 0 | 0 | 0 | 0 | 0 | 0 | 0 | 0 | 0 | 0 | 0 | 0 | 0 | 0 | 0 | 0 | 0 | 0 | 0 | 0 | 0 | 0 | 0 | 0 | 0 | 0
Srg_BB001 | MW | SEPD | Consumer Transformation | Charleston | 0 | 0.19736 | 0.2171 | 50.1368 | 50.1566 | 50.1763 | 50.196 | 50.5139 | 50.5346 | 50.5561 | 50.578 | 50.6037 | 50.8547 | 51.116 | 51.3877 | 51.6696 | 51.967 | 52.1193 | 52.2776 | 52.4425 | 52.6136 | 52.7904 | 52.9455 | 53.1007 | 53.256 | 53.4116 | 53.5672 | 53.5717 | 53.5761 | 53.5805 | 53.5851 | 53.5895
Srg_BB002 | MW | SEPD | Consumer Transformation | Charleston | 0 | 0 | 0.0015115 | 0.0031413 | 0.0049837 | 0.0071708 | 0.0097665 | 0.036355 | 0.059052 | 0.0868 | 0.11949 | 0.15852 | 0.17472 | 0.19149 | 0.20817 | 0.22482 | 0.24176 | 0.27183 | 0.30379 | 0.33784 | 0.37382 | 0.41183 | 0.47904 | 0.55127 | 0.62831 | 0.71002 | 0.79029 | 0.8744 | 0.96237 | 1.0542 | 1.1499 | 1.2495
Data centres (MW) | MW | SEPD | Consumer Transformation | Clachan | 0 | 0 | 0 | 0 | 0 | 0 | 0 | 0 | 0 | 0 | 0 | 0 | 0 | 0 | 0 | 0 | 0 | 0 | 0 | 0 | 0 | 0 | 0 | 0 | 0 | 0 | 0 | 0 | 0 | 0 | 0 | 0
Dem_BB001a | Number of homes (cumulative) | SEPD | Consumer Transformation | Clachan | 0 | 3 | 6 | 12 | 19 | 26 | 33 | 41 | 49 | 57 | 64 | 70 | 76 | 80 | 83 | 86 | 88 | 90.1136 | 92.2377 | 93.347 | 94.4461 | 95.5803 | 95.6547 | 95.7159 | 95.7651 | 95.8042 | 95.8363 | 95.8624 | 95.8836 | 95.899 | 95.9093 | 95.9141
Dem_BB002b | Floorspace (m2) (cumulative) | SEPD | Consumer Transformation | Clachan | 0 | 0 | 0 | 0 | 0 | 0 | 0 | 0 | 0 | 0 | 0 | 0 | 0 | 0 | 0 | 0 | 0 | 0 | 0 | 0 | 0 | 0 | 0 | 0 | 0 | 0 | 0 | 0 | 0 | 0 | 0 | 0
Domestic direct electric heating | Number | SEPD | Consumer Transformation | Clachan | 468.8364 | 469.1597 | 469.4841 | 463.7163 | 456.8997 | 446.9887 | 430.0198 | 417.5832 | 404.5023 | 395.7186 | 385.2644 | 374.8683 | 371.0301 | 368.1624 | 366.7411 | 364.7232 | 362.6369 | 360.575 | 358.532 | 356.4178 | 354.4154 | 352.4355 | 350.3973 | 348.3883 | 346.3965 | 344.5022 | 342.6277 | 340.7666 | 338.9293 | 337.1066 | 335.3055 | 333.6174
Gas: Hydrogen peaking | MW | SEPD | Consumer Transformation | Clachan | 0 | 0 | 0 | 0 | 0 | 0 | 0 | 0 | 0 | 0 | 0 | 0 | 0 | 0 | 0 | 0 | 0 | 0 | 0 | 0 | 0 | 0 | 0 | 0 | 0 | 0 | 0 | 0 | 0 | 0 | 0 | 0
Gen_BB001 | MW | SEPD | Consumer Transformation | Clachan | 0 | 0 | 0 | 0 | 0 | 0 | 0 | 0 | 0 | 0 | 0 | 0 | 0 | 0 | 0 | 0 | 0 | 0 | 0 | 0 | 0 | 0 | 0 | 0 | 0 | 0 | 0 | 0 | 0 | 0 | 0 | 0
Gen_BB004 | MW | SEPD | Consumer Transformation | Clachan | 0 | 0 | 0 | 0 | 0 | 0 | 0 | 0 | 0 | 0 | 0 | 0 | 0 | 0 | 0 | 0 | 0 | 0 | 0 | 0 | 0 | 0 | 0 | 0 | 0 | 0 | 0 | 0 | 0 | 0 | 0 | 0
Gen_BB005 | MW | SEPD | Consumer Transformation | Clachan | 0 | 0 | 0 | 0 | 0 | 0 | 0 | 0 | 0 | 0 | 0 | 0 | 0 | 0 | 0 | 0 | 0 | 0 | 0 | 0 | 0 | 0 | 0 | 0 | 0 | 0 | 0 | 0 | 0 | 0 | 0 | 0
Gen_BB006 | MW | SEPD | Consumer Transformation | Clachan | 0 | 0 | 0 | 0 | 0 | 0 | 0 | 0 | 0 | 0 | 0 | 0 | 0 | 0 | 0 | 0 | 0 | 0 | 0 | 0 | 0 | 0 | 0 | 0 | 0 | 0 | 0 | 0 | 0 | 0 | 0 | 0
Gen_BB008 | MW | SEPD | Consumer Transformation | Clachan | 0 | 0 | 0 | 0 | 0 | 0 | 0 | 0 | 0 | 0 | 0 | 0 | 0 | 0 | 0 | 0 | 0 | 0 | 0 | 0 | 0 | 0 | 0 | 0 | 0 | 0 | 0 | 0 | 0 | 0 | 0 | 0
Gen_BB010 | MW | SEPD | Consumer Transformation | Clachan | 0 | 0 | 0 | 0 | 0 | 0 | 0 | 0 | 0 | 0 | 0 | 0 | 0 | 0 | 0 | 0 | 0 | 0 | 0 | 0 | 0 | 0 | 0 | 0 | 0 | 0 | 0 | 0 | 0 | 0 | 0 | 0
Gen_BB011 | MW | SEPD | Consumer Transformation | Clachan | 0 | 0 | 0 | 0 | 0 | 0 | 0 | 0 | 0 | 0 | 0 | 0 | 0 | 0 | 0 | 0 | 0 | 0 | 0 | 0 | 0 | 0 | 0 | 0 | 0 | 0 | 0 | 0 | 0 | 0 | 0 | 0
Gen_BB012 | MW | SEPD | Consumer Transformation | Clachan | 0.01005 | 0.010538 | 0.011512 | 0.063096 | 0.065562 | 0.068121 | 0.071853 | 0.076889 | 0.082 | 0.08716 | 0.092884 | 0.098887 | 0.10521 | 0.11159 | 0.11802 | 0.12452 | 0.12939 | 0.13417 | 0.13889 | 0.14354 | 0.14814 | 0.1527 | 0.15727 | 0.16181 | 0.16634 | 0.17009 | 0.17384 | 0.17758 | 0.18131 | 0.18504 | 0.18877 | 0.19249
Gen_BB013 | MW | SEPD | Consumer Transformation | Clachan | 0.15832 | 0.16449 | 0.17627 | 0.19541 | 0.22348 | 0.2519 | 0.29047 | 0.34008 | 0.3895 | 0.43899 | 0.49186 | 0.54571 | 0.60153 | 0.6548 | 0.70685 | 0.76043 | 0.79557 | 0.83048 | 0.86537 | 0.89871 | 0.93344 | 0.96808 | 1.0014 | 1.0346 | 1.0678 | 1.097 | 1.1262 | 1.1554 | 1.1846 | 1.2138 | 1.243 | 1.2722
Gen_BB014 | MW | SEPD | Consumer Transformation | Clachan | 0 | 0 | 0 | 0 | 0 | 0 | 0 | 0 | 0 | 0 | 0 | 0 | 0 | 0 | 0 | 0 | 0 | 0 | 0 | 0 | 0 | 0 | 0 | 0 | 0 | 0 | 0 | 0 | 0 | 0 | 0 | 0
Gen_BB015 | MW | SEPD | Consumer Transformation | Clachan | 19.3 | 19.3 | 19.3 | 19.3 | 19.3 | 19.3 | 19.3 | 19.3 | 28.95 | 29.1255 | 29.3319 | 29.6157 | 29.8832 | 30.226 | 30.5045 | 30.7915 | 31.0868 | 31.4014 | 31.7365 | 32.0935 | 32.4492 | 32.8132 | 33.1708 | 33.5039 | 33.8218 | 34.1211 | 34.4144 | 34.7043 | 34.989 | 35.2853 | 35.5746 | 35.8748
Gen_BB016 | MW | SEPD | Consumer Transformation | Clachan | 0.9281 | 0.9281 | 0.92837 | 0.92883 | 0.92962 | 0.93295 | 0.93558 | 0.94067 | 0.95002 | 0.96536 | 0.99068 | 1.0184 | 1.0506 | 1.081 | 2.0109 | 2.0485 | 2.0783 | 2.108 | 2.1589 | 2.209 | 2.2582 | 2.3066 | 2.354 | 2.4005 | 2.446 | 2.4905 | 2.5341 | 2.578 | 2.6224 | 2.6673 | 2.7126 | 2.7584
Gen_BB017 | MW | SEPD | Consumer Transformation | Clachan | 0 | 0 | 0 | 0 | 0 | 0 | 0 | 0 | 0 | 0 | 0 | 0 | 0 | 0 | 0 | 0 | 0 | 0 | 0 | 0 | 0 | 0 | 0 | 0 | 0 | 0 | 0 | 0 | 0 | 0 | 0 | 0
Gen_BB018 | MW | SEPD | Consumer Transformation | Clachan | 76.445 | 76.445 | 77.135 | 77.135 | 77.1826 | 77.8556 | 78.0578 | 78.3617 | 78.6658 | 78.9896 | 79.2933 | 79.6172 | 79.9212 | 80.2253 | 80.5288 | 80.8527 | 81.1569 | 81.4282 | 81.6888 | 81.959 | 82.2005 | 82.454 | 82.6597 | 82.8392 | 83.0327 | 83.2212 | 83.4245 | 83.6038 | 83.779 | 83.9709 | 84.1598 | 84.3258
Hydrogen electrolysis | MW | SEPD | Consumer Transformation | Clachan | 0 | 0 | 0 | 0 | 0 | 0 | 0 | 0 | 0 | 0 | 0 | 0 | 0 | 0 | 0 | 0 | 0 | 0 | 0 | 0 | 0 | 0 | 0 | 0 | 0 | 0 | 0 | 0 | 0 | 0 | 0 | 0
Lct_BB001 | Number | SEPD | Consumer Transformation | Clachan | 6.7101 | 11.44 | 20.8487 | 41.8097 | 66.3919 | 99.7443 | 171.2869 | 248.5573 | 325.8739 | 403.1667 | 480.3977 | 557.6745 | 680.3406 | 817.7246 | 956.9063 | 1092.1487 | 1221.7771 | 1337.7642 | 1436.668 | 1517.1157 | 1582.4587 | 1633.5454 | 1670.7289 | 1684.3721 | 1692.2277 | 1689.1661 | 1644.172 | 1638.8379 | 1629.0085 | 1610.2073 | 1587.4706 | 1561.0374
Lct_BB003 | Number | SEPD | Consumer Transformation | Clachan | 0 | 0 | 0 | 0 | 0 | 0 | 0 | 0 | 0 | 0 | 0 | 0 | 0 | 0 | 0 | 0 | 0 | 0 | 0 | 0 | 0 | 0 | 0 | 0 | 0 | 0 | 0 | 0 | 0 | 0 | 0 | 0
Lct_BB005 | Number | SEPD | Consumer Transformation | Clachan | 63.1221 | 67.3259 | 68.963 | 80.504 | 117.0398 | 176.508 | 244.8789 | 307.5574 | 373.4875 | 483.8405 | 614.3501 | 725.9616 | 762.0782 | 796.7143 | 830.0402 | 863.5192 | 896.057 | 901.6279 | 908.1774 | 914.9987 | 923.3399 | 932.486 | 935.5845 | 938.6919 | 950.4914 | 963.1696 | 976.0926 | 977.8926 | 979.6926 | 981.4926 | 983.2926 | 985.0926
Lct_BB006 | Number | SEPD | Consumer Transformation | Clachan | 0 | 0 | 0 | 0 | 0 | 0 | 0 | 0 | 0 | 0 | 0 | 0 | 0 | 0 | 0 | 0 | 0 | 0 | 0 | 0 | 0 | 0 | 0 | 0 | 0 | 0 | 0 | 0 | 0 | 0 | 0 | 0
Lct_BB007 | Number | SEPD | Consumer Transformation | Clachan | 0 | 0 | 0 | 0 | 0 | 0 | 0 | 0 | 0 | 0 | 0 | 0 | 0 | 0 | 0 | 0 | 0 | 0 | 0 | 0 | 0 | 0 | 0 | 0 | 0 | 0 | 0 | 0 | 0 | 0 | 0 | 0
Lct_BB008 | Number | SEPD | Consumer Transformation | Clachan | 0 | 0 | 0 | 0 | 0 | 0 | 0 | 0 | 0 | 0 | 0 | 0 | 0 | 0 | 0 | 0 | 0 | 0 | 0 | 0 | 0 | 0 | 0 | 0 | 0 | 0 | 0 | 0 | 0 | 0 | 0 | 0
Lct_BB010b | MW | SEPD | Consumer Transformation | Clachan | 0.035 | 0.0574 | 0.1036 | 0.1918 | 0.3094 | 0.4606 | 0.7966 | 1.1634 | 1.4784 | 1.799 | 2.1056 | 2.4516 | 3.0252 | 3.8888 | 5.4594 | 6.2765 | 6.8636 | 7.0078 | 7.0773 | 7.1013 | 7.2062 | 7.214 | 7.2172 | 7.2172 | 7.2172 | 7.2172 | 7.2187 | 7.2187 | 7.2187 | 7.2187 | 7.2187 | 7.2187
Lct_BB011b | MW | SEPD | Consumer Transformation | Clachan | 0 | 0.0007 | 0.00487 | 0.01145 | 0.01809 | 0.02623 | 0.03856 | 0.05657 | 0.07844 | 0.09514 | 0.11302 | 0.13386 | 0.15359 | 0.17313 | 0.19196 | 0.20897 | 0.22371 | 0.23571 | 0.24455 | 0.25007 | 0.25356 | 0.25513 | 0.25607 | 0.2569 | 0.25807 | 0.25974 | 0.25986 | 0.25986 | 0.25986 | 0.25986 | 0.25986 | 0.25986
Lct_BB012b | MW | SEPD | Consumer Transformation | Clachan | 0.054 | 0.0551 | 0.05643 | 0.05891 | 0.06078 | 0.06295 | 0.06526 | 0.06722 | 0.06935 | 0.07155 | 0.07375 | 0.07551 | 0.07901 | 0.08228 | 0.08511 | 0.08737 | 0.08901 | 0.08985 | 0.08997 | 0.09003 | 0.09009 | 0.09012 | 0.09015 | 0.09018 | 0.09021 | 0.09024 | 0.09027 | 0.09027 | 0.09027 | 0.09027 | 0.09027 | 0.09027
Lct_BB013b | MW | SEPD | Consumer Transformation | Clachan | 0 | 0.0004 | 0.00073 | 0.00151 | 0.0021 | 0.00273 | 0.00388 | 0.00568 | 0.00763 | 0.00857 | 0.00952 | 0.0106 | 0.01185 | 0.01306 | 0.01421 | 0.01522 | 0.01608 | 0.01674 | 0.01721 | 0.01747 | 0.01759 | 0.01765 | 0.01765 | 0.01765 | 0.01765 | 0.01771 | 0.01771 | 0.01771 | 0.01771 | 0.01771 | 0.01771 | 0.01771
Lct_BB014 | Number | SEPD | Consumer Transformation | Clachan | 0.73398 | 0.73962 | 0.83096 | 0.94342 | 1.067 | 1.2062 | 1.3659 | 1.2211 | 1.3668 | 1.5298 | 1.7103 | 1.9155 | 1.6222 | 1.8274 | 2.0628 | 2.3279 | 2.6257 | 3.9267 | 4.23 | 4.564 | 4.9359 | 5.3446 | 5.9307 | 6.4423 | 6.9786 | 7.5988 | 8.2841 | 9.3404 | 10.5283 | 11.8702 | 13.3801 | 15.0804
Other generation | MW | SEPD | Consumer Transformation | Clachan | 0 | 0 | 0 | 0 | 0 | 0 | 0 | 0 | 0 | 0 | 0 | 0 | 0 | 0 | 0 | 0 | 0 | 0 | 0 | 0 | 0 | 0 | 0 | 0 | 0 | 0 | 0 | 0 | 0 | 0 | 0 | 0
Srg_BB001 | MW | SEPD | Consumer Transformation | Clachan | 0 | 0 | 0.019515 | 0.039834 | 0.059973 | 0.082618 | 0.11682 | 0.24357 | 0.28538 | 0.3296 | 0.37017 | 0.44871 | 0.46396 | 0.48291 | 0.50483 | 0.52816 | 0.57935 | 0.65357 | 0.73191 | 0.8113 | 0.89523 | 0.98213 | 1.0106 | 1.0392 | 1.0668 | 1.0947 | 1.122 | 1.1376 | 1.1528 | 1.1676 | 1.1825 | 1.197
Srg_BB002 | MW | SEPD | Consumer Transformation | Clachan | 0 | 0 | 0.00033769 | 0.00071534 | 0.0011618 | 0.0017112 | 0.0023907 | 0.0096474 | 0.016044 | 0.024069 | 0.033744 | 0.045529 | 0.050505 | 0.055734 | 0.061001 | 0.066314 | 0.071558 | 0.080609 | 0.089994 | 0.099778 | 0.10991 | 0.12041 | 0.13868 | 0.15802 | 0.17835 | 0.19968 | 0.22043 | 0.24197 | 0.2643 | 0.28742 | 0.31131 | 0.33599
Data centres (MW) | MW | SEPD | Consumer Transformation | Clayhills | 0 | 0 | 0 | 0 | 0 | 0 | 0 | 0 | 0 | 0 | 0 | 0 | 0 | 0 | 0 | 0 | 0 | 0 | 0 | 0 | 0 | 0 | 0 | 0 | 0 | 0 | 0 | 0 | 0 | 0 | 0 | 0
Dem_BB001a | Number of homes (cumulative) | SEPD | Consumer Transformation | Clayhills | 0 | 8.7805 | 24.7204 | 43.8771 | 77.0457 | 114.195 | 124.3828 | 134.5259 | 144.6054 | 154.789 | 164.8464 | 175.1861 | 184.366 | 192.5074 | 192.5074 | 192.5074 | 192.5074 | 193.7581 | 195.1247 | 196.3288 | 197.4201 | 198.3515 | 198.8681 | 199.2924 | 199.6341 | 199.9056 | 200.128 | 200.3095 | 200.4566 | 200.5634 | 200.6344 | 200.668
Dem_BB002b | Floorspace (m2) (cumulative) | SEPD | Consumer Transformation | Clayhills | 0 | 0 | 0 | 0 | 0 | 0 | 0 | 0 | 0 | 0 | 0 | 0 | 0 | 0 | 0 | 0 | 0 | 0 | 0 | 0 | 0 | 0 | 0 | 0 | 0 | 0 | 0 | 0 | 0 | 0 | 0 | 0
Domestic direct electric heating | Number | SEPD | Consumer Transformation | Clayhills | 2184.2117 | 2185.1723 | 2186.9061 | 2095.6099 | 1992.202 | 1847.3777 | 1639.778 | 1516.3979 | 1399.6852 | 1317.0441 | 1224.4965 | 1145.1217 | 1128.5308 | 1113.9047 | 1108.271 | 1094.9822 | 1082.1594 | 1069.7943 | 1057.164 | 1044.9444 | 1032.8317 | 1021.5491 | 1011.2623 | 1001.1407 | 991.1147 | 981.2101 | 971.3538 | 961.5817 | 951.8146 | 942.1399 | 932.634 | 923.917
Gas: Hydrogen peaking | MW | SEPD | Consumer Transformation | Clayhills | 0 | 0 | 0 | 0 | 0 | 0 | 0 | 0 | 0 | 0 | 0 | 0 | 0 | 0 | 0 | 0 | 0 | 0 | 0 | 0 | 0 | 0 | 0 | 0 | 0 | 0 | 0 | 0 | 0 | 0 | 0 | 0
Gen_BB001 | MW | SEPD | Consumer Transformation | Clayhills | 0 | 0 | 0 | 0 | 0 | 0 | 0 | 0 | 0 | 0 | 0 | 0 | 0 | 0 | 0 | 0 | 0 | 0 | 0 | 0 | 0 | 0 | 0 | 0 | 0 | 0 | 0 | 0 | 0 | 0 | 0 | 0
Gen_BB004 | MW | SEPD | Consumer Transformation | Clayhills | 1 | bar: 2020 to 2050
Gen_BB005 | MW | SEPD | Consumer Transformation | Clayhills | 0 | 0 | 0 | 0 | 0 | 0 | 0 | 0 | 0 | 0 | 0 | 0 | 0 | 0 | 0 | 0 | 0 | 0 | 0 | 0 | 0 | 0 | 0 | 0 | 0 | 0 | 0 | 0 | 0 | 0 | 0 | 0
Gen_BB006 | MW | SEPD | Consumer Transformation | Clayhills | 0 | 0 | 0 | 0 | 0 | 0 | 0 | 0 | 0 | 0 | 0 | 0 | 0 | 0 | 0 | 0 | 0 | 0 | 0 | 0 | 0 | 0 | 0 | 0 | 0 | 0 | 0 | 0 | 0 | 0 | 0 | 0
Gen_BB008 | MW | SEPD | Consumer Transformation | Clayhills | 0 | 0 | 0 | 0 | 0 | 0 | 0 | 0 | 0 | 0 | 0 | 0 | 0 | 0 | 0 | 0 | 0 | 0 | 0 | 0 | 0 | 0 | 0 | 0 | 0 | 0 | 0 | 0 | 0 | 0 | 0 | 0
Gen_BB010 | MW | SEPD | Consumer Transformation | Clayhills | 0 | 0 | 0 | 0 | 0 | 0 | 0 | 0 | 0 | 0 | 0 | 0 | 0 | 0 | 0 | 0 | 0 | 0 | 0 | 0 | 0 | 0 | 0 | 0 | 0 | 0 | 0 | 0 | 0 | 0 | 0 | 0
Gen_BB011 | MW | SEPD | Consumer Transformation | Clayhills | 0 | 0 | 16 | 16 | 16 | 16 | 16 | 16 | 16 | 16 | 16 | 16 | 16 | 16 | 16 | 16 | 16 | 16 | 16 | 16 | 16 | 16 | 16 | 16 | 16 | 16 | 16 | 16 | 16 | 16 | 16 | 16
Gen_BB012 | MW | SEPD | Consumer Transformation | Clayhills | 0.1923 | 0.4256 | 0.42626 | 0.42749 | 0.42965 | 0.43211 | 0.43597 | 0.4415 | 0.44737 | 0.45347 | 0.46038 | 0.46776 | 0.47564 | 0.48366 | 0.49181 | 0.5001 | 0.51293 | 0.52591 | 0.53913 | 0.55245 | 0.56592 | 0.57953 | 0.59334 | 0.60724 | 0.62122 | 0.6328 | 0.64444 | 0.65612 | 0.66785 | 0.67964 | 0.69148 | 0.70336
Gen_BB013 | MW | SEPD | Consumer Transformation | Clayhills | 0.092921 | 0.10168 | 0.12009 | 0.14941 | 0.19786 | 0.25191 | 0.30382 | 0.36944 | 0.43471 | 0.50001 | 0.57123 | 0.64552 | 0.72759 | 0.81389 | 0.90485 | 1.0022 | 1.1519 | 1.3062 | 1.4549 | 1.6087 | 1.7624 | 1.919 | 2.0904 | 2.2627 | 2.4362 | 2.5919 | 2.7474 | 2.9045 | 3.0603 | 3.2176 | 3.3751 | 3.5328
Gen_BB014 | MW | SEPD | Consumer Transformation | Clayhills | 0 | 0 | 0 | 0 | 0 | 0 | 0 | 0 | 0 | 0 | 0 | 0 | 0 | 0 | 0 | 0 | 0 | 0 | 0 | 0 | 0 | 0 | 0 | 0 | 0 | 0 | 0 | 0 | 0 | 0 | 0 | 0
Gen_BB015 | MW | SEPD | Consumer Transformation | Clayhills | 0 | 0 | 0 | 0 | 0 | 0 | 0 | 0 | 0 | 0 | 0 | 0 | 0 | 0 | 0 | 0 | 0 | 0 | 0 | 0 | 0 | 0 | 0 | 0 | 0 | 0 | 0 | 0 | 0 | 0 | 0 | 0
Gen_BB016 | MW | SEPD | Consumer Transformation | Clayhills | 0 | 0 | 0 | 0 | 0 | 0 | 0 | 0 | 0 | 0 | 0 | 0 | 0 | 0 | 0 | 0 | 0 | 0 | 0 | 0 | 0 | 0 | 0 | 0 | 0 | 0 | 0 | 0 | 0 | 0 | 0 | 0
Gen_BB017 | MW | SEPD | Consumer Transformation | Clayhills | 0 | 0 | 0 | 0 | 0 | 0 | 0 | 0 | 0 | 0 | 0 | 0 | 0 | 0 | 0 | 0 | 0 | 0 | 0 | 0 | 0 | 0 | 0 | 0 | 0 | 0 | 0 | 0 | 0 | 0 | 0 | 0
Gen_BB018 | MW | SEPD | Consumer Transformation | Clayhills | 0 | 0 | 0 | 0 | 0 | 0 | 0 | 0 | 0 | 0 | 0 | 0 | 0 | 0 | 0 | 0 | 0 | 0 | 0 | 0 | 0 | 0 | 0 | 0 | 0 | 0 | 0 | 0 | 0 | 0 | 0 | 0
Hydrogen electrolysis | MW | SEPD | Consumer Transformation | Clayhills | 0 | 0 | 0 | 0 | 0 | 0 | 0 | 0.7 | 0.7 | 1.4 | 1.4 | 2 | 2 | 2 | 2 | 2 | 2 | 2 | 3 | 3 | 3 | 3 | 3 | 5 | 5 | 5 | 5 | 5 | 5 | 5 | 5 | 5
Lct_BB001 | Number | SEPD | Consumer Transformation | Clayhills | 33.0569 | 49.3326 | 84.4814 | 163.3007 | 264.779 | 405.7139 | 677.349 | 1111.4502 | 1548.6606 | 1990.6538 | 2438 | 2892.4086 | 3462.1675 | 4317.5851 | 5267.104 | 6297.212 | 7418.4484 | 8571.5446 | 9719.1847 | 10821.9673 | 11851.9867 | 12783.315 | 13597.6652 | 14268.3396 | 14823.7192 | 15101.5867 | 15235.5744 | 15407.6145 | 15530.6084 | 15559.9623 | 15553.0977 | 15495.1777
Lct_BB003 | Number | SEPD | Consumer Transformation | Clayhills | 2.8848 | 3.3273 | 6.5128 | 13.6405 | 22.8195 | 35.1224 | 58.6935 | 107.9196 | 154.9692 | 187.0059 | 221.5379 | 270.0269 | 311.3833 | 350.7128 | 388.9671 | 425.3213 | 459.5099 | 490.7109 | 518.598 | 542.5629 | 563.2552 | 582.8374 | 598.4438 | 611.4221 | 624.7715 | 641.9432 | 653.0891 | 656.6105 | 659.6831 | 662.4085 | 664.8268 | 665.708
Lct_BB005 | Number | SEPD | Consumer Transformation | Clayhills | 2.146 | 166.4103 | 255.8734 | 919.6731 | 1917.3443 | 2769.8624 | 3446.6335 | 4677.7459 | 6097.3907 | 6490.5201 | 7054.2785 | 7664.003 | 8308.6927 | 8938.1002 | 9542.0616 | 10136.442 | 10721.1693 | 11177.877 | 11608.1801 | 12000.7999 | 12343.3276 | 12654.2987 | 12853.215 | 13053.5452 | 13213.1671 | 13368.9946 | 13520.2044 | 13549.0044 | 13577.2044 | 13606.0044 | 13634.8044 | 13663.6044
Lct_BB006 | Number | SEPD | Consumer Transformation | Clayhills | 0 | 0 | 28.9118 | 57.4492 | 85.613 | 113.4042 | 140.8221 | 201.6342 | 261.4636 | 287.2599 | 312.6251 | 337.562 | 424.7606 | 511.0007 | 596.2827 | 680.6065 | 763.9714 | 843.493 | 922.0908 | 999.7622 | 1076.5069 | 1152.3256 | 1178.377 | 1204.248 | 1229.9384 | 1255.4486 | 1280.7776 | 1280.7776 | 1280.7776 | 1280.7776 | 1280.7776 | 1280.7776
Lct_BB007 | Number | SEPD | Consumer Transformation | Clayhills | 81.8798 | 101.6674 | 102.8305 | 170.7016 | 325.0145 | 495.6027 | 653.4902 | 815.9102 | 989.8993 | 1178.0069 | 1407.5373 | 1613.4602 | 1718.9756 | 1823.3018 | 1926.4395 | 2028.3894 | 2129.1521 | 2180.2237 | 2231.2045 | 2282.0946 | 2332.894 | 2383.6025 | 2406.0234 | 2442.3697 | 2478.8808 | 2515.5567 | 2552.3972 | 2545.1205 | 2537.8438 | 2530.567 | 2523.2903 | 2516.0135
Lct_BB008 | Number | SEPD | Consumer Transformation | Clayhills | 0 | 0 | 0.97133 | 1.9301 | 2.8765 | 3.8102 | 4.7314 | 6.7745 | 8.7847 | 10.762 | 12.7064 | 14.6178 | 21.3016 | 27.9121 | 34.4491 | 40.9127 | 47.3028 | 53.3984 | 59.423 | 65.3766 | 71.2592 | 77.0709 | 79.0678 | 81.0508 | 83.02 | 84.9754 | 86.9169 | 86.9169 | 86.9169 | 86.9169 | 86.9169 | 86.9169
Lct_BB010b | MW | SEPD | Consumer Transformation | Clayhills | 0.102 | 0.22 | 0.62341 | 1.2739 | 2.0121 | 2.9746 | 4.6204 | 6.2623 | 8.0634 | 10.027 | 11.4554 | 12.8854 | 15.0907 | 17.3364 | 19.7688 | 22.2275 | 24.5504 | 26.6447 | 28.5542 | 29.6731 | 30.4844 | 30.9624 | 31.2486 | 31.2486 | 31.2486 | 31.2486 | 31.5624 | 31.5624 | 31.5624 | 31.5624 | 31.5624 | 31.5624
Lct_BB011b | MW | SEPD | Consumer Transformation | Clayhills | 0.156 | 0.2521 | 0.34814 | 0.63638 | 0.92581 | 1.2777 | 1.8829 | 2.8461 | 4.0278 | 4.8414 | 5.7115 | 6.752 | 7.5815 | 8.4027 | 9.1981 | 9.9177 | 10.5514 | 11.0654 | 11.4554 | 11.7152 | 11.8812 | 11.9925 | 12.055 | 12.1116 | 12.1897 | 12.3046 | 12.3128 | 12.3128 | 12.3128 | 12.3128 | 12.3128 | 12.3128
Lct_BB012b | MW | SEPD | Consumer Transformation | Clayhills | 0.483 | 0.5955 | 0.70782 | 0.96109 | 1.1834 | 1.4457 | 1.7707 | 2.1265 | 2.5264 | 2.9153 | 3.3347 | 3.763 | 4.3774 | 4.995 | 5.5836 | 6.1133 | 6.5745 | 6.9388 | 7.2001 | 7.381 | 7.5031 | 7.5734 | 7.5983 | 7.6088 | 7.6198 | 7.6343 | 7.6582 | 7.6582 | 7.6582 | 7.6582 | 7.6582 | 7.6582
Lct_BB013b | MW | SEPD | Consumer Transformation | Clayhills | 0 | 0 | 0 | 0 | 0 | 0 | 0 | 0 | 0 | 0 | 0 | 0 | 0 | 0 | 0 | 0 | 0 | 0 | 0 | 0 | 0 | 0 | 0 | 0 | 0 | 0 | 0 | 0 | 0 | 0 | 0 | 0
Lct_BB014 | Number | SEPD | Consumer Transformation | Clayhills | 116.6311 | 117.5262 | 132.0399 | 149.9108 | 169.5413 | 191.6667 | 217.0481 | 223.2217 | 249.8438 | 279.6417 | 312.6427 | 350.1472 | 350.9912 | 395.394 | 446.3218 | 503.6873 | 568.1238 | 849.6214 | 915.2379 | 987.5127 | 1067.9673 | 1156.4097 | 1137.2673 | 1235.3782 | 1338.2077 | 1457.1478 | 1588.5688 | 1791.1184 | 2018.91 | 2276.2332 | 2565.7741 | 2891.8218
Other generation | MW | SEPD | Consumer Transformation | Clayhills | 0 | 0 | 0 | 0 | 0 | 0 | 0 | 0 | 0 | 0 | 0 | 0 | 0 | 0 | 0 | 0 | 0 | 0 | 0 | 0 | 0 | 0 | 0 | 0 | 0 | 0 | 0 | 0 | 0 | 0 | 0 | 0
Srg_BB001 | MW | SEPD | Consumer Transformation | Clayhills | 0 | 0.46809 | 0.5149 | 0.56171 | 0.60851 | 0.65532 | 0.70213 | 1.4511 | 1.4979 | 1.5447 | 1.5915 | 1.6383 | 2.23 | 2.8441 | 3.4807 | 4.1398 | 4.8213 | 5.1452 | 5.4804 | 5.8268 | 6.1844 | 6.5532 | 6.9043 | 7.2554 | 7.6064 | 7.9575 | 8.3086 | 8.3086 | 8.3086 | 8.3086 | 8.3086 | 8.3086
Srg_BB002 | MW | SEPD | Consumer Transformation | Clayhills | 0 | 0 | 0.0002226 | 0.00049415 | 0.00084657 | 0.0013104 | 0.0019247 | 0.0089061 | 0.015337 | 0.023675 | 0.034012 | 0.046897 | 0.052444 | 0.058365 | 0.064408 | 0.070574 | 0.0772 | 0.089486 | 0.10304 | 0.11794 | 0.1341 | 0.1516 | 0.18318 | 0.21775 | 0.25522 | 0.29545 | 0.33541 | 0.37771 | 0.42238 | 0.46941 | 0.51883 | 0.57065
Data centres (MW) | MW | SEPD | Consumer Transformation | Coupar Angus | 0 | 0 | 0 | 0 | 0 | 0 | 0 | 0 | 0 | 0 | 0 | 0 | 0 | 0 | 0 | 0 | 0 | 0 | 0 | 0 | 0 | 0 | 0 | 0 | 0 | 0 | 0 | 0 | 0 | 0 | 0 | 0
Dem_BB001a | Number of homes (cumulative) | SEPD | Consumer Transformation | Coupar Angus | 0 | 68.4187 | 112.9181 | 171.2924 | 233.6757 | 330.0444 | 443.442 | 573.8061 | 696.1223 | 807.5168 | 911.8164 | 1017.3405 | 1091.3405 | 1163.3405 | 1231.3405 | 1301.3405 | 1364.3405 | 1405.7689 | 1448.3296 | 1482.7048 | 1510.9512 | 1534.0705 | 1547.6913 | 1559.2013 | 1568.6119 | 1575.9381 | 1581.2055 | 1584.4235 | 1586.6003 | 1588.7286 | 1589.8139 | 1590.8544
Dem_BB002b | Floorspace (m2) (cumulative) | SEPD | Consumer Transformation | Coupar Angus | 0 | 0 | 0 | 2880 | 4230 | 9106.6176 | 18831.9118 | 30628.3824 | 35246.0294 | 40054.8529 | 45054.8529 | 50246.0294 | 63388.3824 | 77296.0784 | 107432.9412 | 124688.9706 | 132612.5 | 138241.9118 | 143680.1471 | 148927.2059 | 153983.0882 | 158181.1275 | 161521.3235 | 162691.1765 | 162882.3529 | 162882.3529 | 162882.3529 | 162882.3529 | 162882.3529 | 162882.3529 | 162882.3529 | 162882.3529
Domestic direct electric heating | Number | SEPD | Consumer Transformation | Coupar Angus | 1984.8639 | 1992.2053 | 1996.9581 | 1957.4347 | 1904.0603 | 1834.0236 | 1717.6462 | 1626.3911 | 1537.1881 | 1472.1988 | 1399.0265 | 1329.002 | 1284.5265 | 1260.0912 | 1248.9424 | 1241.4345 | 1234.5912 | 1226.3366 | 1218.286 | 1210.2433 | 1202.2043 | 1194.0868 | 1186.0137 | 1178.0999 | 1170.1346 | 1162.104 | 1154.0209 | 1145.7598 | 1137.5047 | 1129.2456 | 1120.957 | 1112.6284
Gas: Hydrogen peaking | MW | SEPD | Consumer Transformation | Coupar Angus | 0 | 0 | 0 | 0 | 0 | 0 | 0 | 0 | 0 | 0 | 0 | 0 | 0 | 0 | 0 | 0 | 0 | 0 | 0 | 0 | 0 | 0 | 0 | 0 | 0 | 0 | 0 | 0 | 0 | 0 | 0 | 0
Gen_BB001 | MW | SEPD | Consumer Transformation | Coupar Angus | 0.075 | 0.075 | 0.075 | 0.075 | 0.075 | 0.075 | 0.075 | 0.075 | 0.075 | 0.075 | 0.075 | 0.075 | 0.075 | 0.075 | 0.075 | 0.075 | 0.075 | 0.075 | 0.075 | 0.075 | 0.075 | 0.075 | 0.075 | 0.075 | 0.075 | 0.075 | 0 | 0 | 0 | 0 | 0 | 0
Gen_BB004 | MW | SEPD | Consumer Transformation | Coupar Angus | 0 | 0 | 0 | 0 | 0.085309 | 0.085309 | 0.16245 | 0.24546 | 0.32755 | 0.40958 | 0.49321 | 0.57609 | 0.66234 | 0.74863 | 0.83705 | 0.92513 | 1.0153 | 1.1002 | 1.1855 | 1.2713 | 1.3553 | 1.4363 | 1.4363 | 1.4363 | 1.4363 | 1.422 | 1.4078 | 1.3796 | 1.352 | 1.3878 | 1.4244 | 1.4599
Gen_BB005 | MW | SEPD | Consumer Transformation | Coupar Angus | 0 | 0 | 0 | 0 | 0 | 0 | 0 | 0 | 0 | 0 | 0 | 0 | 0 | 0 | 0 | 0 | 0 | 0 | 0 | 0 | 0 | 0 | 0 | 0 | 0 | 0 | 0 | 0 | 0 | 0 | 0 | 0
Gen_BB006 | MW | SEPD | Consumer Transformation | Coupar Angus | 0 | 0 | 0 | 0 | 0 | 0 | 0 | 0 | 0 | 0 | 0 | 0 | 0 | 0 | 0 | 0 | 0 | 0 | 0 | 0 | 0 | 0 | 0 | 0 | 0 | 0 | 0 | 0 | 0 | 0 | 0 | 0
Gen_BB008 | MW | SEPD | Consumer Transformation | Coupar Angus | 0 | 0 | 0 | 0 | 0 | 0 | 0 | 0 | 0 | 0 | 0 | 0 | 0 | 0 | 0 | 0 | 0 | 0 | 0 | 0 | 0 | 0 | 0 | 0 | 0 | 0 | 0 | 0 | 0 | 0 | 0 | 0
Gen_BB010 | MW | SEPD | Consumer Transformation | Coupar Angus | 0 | 0 | 0 | 0.245 | 0.245 | 0.245 | 0.245 | 0.245 | 0.245 | 0.245 | 0.245 | 0.245 | 0.245 | 0.245 | 0.245 | 0.245 | 0.245 | 0.245 | 0.245 | 0.245 | 2.245 | 2.245 | 2.245 | 2.245 | 2.245 | 2.245 | 2.245 | 2.245 | 2.245 | 2.245 | 2.245 | 2.245
Gen_BB011 | MW | SEPD | Consumer Transformation | Coupar Angus | 0 | 0 | 0 | 0 | 0 | 0 | 0 | 0 | 0 | 0 | 0 | 0 | 0 | 0 | 0 | 0 | 0 | 0 | 0 | 0 | 0 | 0 | 0 | 0 | 0 | 0 | 0 | 0 | 0 | 0 | 0 | 0
Gen_BB012 | MW | SEPD | Consumer Transformation | Coupar Angus | 1.1665 | 1.549 | 1.5628 | 1.5829 | 1.6102 | 1.635 | 1.667 | 1.705 | 1.7395 | 1.7715 | 1.8047 | 1.8374 | 1.8704 | 1.9023 | 1.9335 | 1.9641 | 2.0015 | 2.0384 | 2.0752 | 2.1116 | 2.1479 | 2.1841 | 2.2204 | 2.2567 | 2.293 | 2.3231 | 2.3531 | 2.3832 | 2.4132 | 2.4433 | 2.4734 | 2.5035
Gen_BB013 | MW | SEPD | Consumer Transformation | Coupar Angus | 2.4803 | 2.51 | 2.562 | 2.6469 | 2.7698 | 2.9187 | 3.1263 | 3.396 | 3.6687 | 3.9402 | 4.2296 | 4.5383 | 4.8288 | 5.1284 | 5.4314 | 5.7473 | 6.1383 | 6.5019 | 6.8599 | 7.2096 | 7.5549 | 7.8968 | 8.2398 | 8.5834 | 8.9264 | 9.2234 | 9.5186 | 9.811 | 10.1022 | 10.3936 | 10.6838 | 10.9742
Gen_BB014 | MW | SEPD | Consumer Transformation | Coupar Angus | 0 | 0 | 0 | 0 | 0 | 0 | 0 | 0 | 0 | 0 | 0 | 0 | 0 | 0 | 0 | 0 | 0 | 0 | 0 | 0 | 0 | 0 | 0 | 0 | 0 | 0 | 0 | 0 | 0 | 0 | 0 | 0
Gen_BB015 | MW | SEPD | Consumer Transformation | Coupar Angus | 69.85 | 69.85 | 69.85 | 69.85 | 69.85 | 69.85 | 69.85 | 77 | 77 | 94.3916 | 96.0278 | 98.2782 | 100.3999 | 103.1178 | 105.3259 | 107.602 | 109.9435 | 112.438 | 119.6952 | 129.7003 | 132.5208 | 135.4077 | 138.243 | 140.8843 | 143.4051 | 145.7779 | 148.104 | 150.4024 | 152.6602 | 155.0094 | 157.3029 | 159.6836
Gen_BB016 | MW | SEPD | Consumer Transformation | Coupar Angus | 3.7478 | 3.7478 | 3.7499 | 3.7536 | 3.7598 | 3.7863 | 3.8071 | 3.8475 | 3.9216 | 4.0432 | 4.244 | 4.464 | 4.8194 | 6.11 | 7.1721 | 8.2207 | 8.757 | 9.4924 | 9.8962 | 10.2933 | 10.6835 | 11.0667 | 11.4426 | 11.8112 | 12.1722 | 12.5254 | 12.8706 | 13.2192 | 13.5714 | 13.927 | 14.2863 | 14.6491
Gen_BB017 | MW | SEPD | Consumer Transformation | Coupar Angus | 0 | 0 | 0 | 0 | 0 | 0 | 0 | 0 | 0 | 0 | 0 | 0 | 0 | 0 | 0 | 0 | 0 | 0 | 0 | 0 | 0 | 0 | 0 | 0 | 0 | 0 | 0 | 0 | 0 | 0 | 0 | 0
Gen_BB018 | MW | SEPD | Consumer Transformation | Coupar Angus | 2.0041 | 2.0041 | 2.0041 | 2.0041 | 2.0092 | 2.0819 | 2.1037 | 2.1366 | 2.1694 | 2.2044 | 2.2372 | 2.2721 | 2.305 | 2.3378 | 2.3706 | 2.4056 | 2.4384 | 2.4677 | 2.4958 | 2.525 | 2.5511 | 2.5785 | 2.6007 | 2.6201 | 2.641 | 2.6613 | 2.6833 | 2.7026 | 2.7216 | 2.7423 | 2.7627 | 2.7806
Hydrogen electrolysis | MW | SEPD | Consumer Transformation | Coupar Angus | 0 | 0 | 0 | 0 | 0 | 0 | 0 | 0 | 0 | 0 | 0 | 0 | 0 | 0 | 0 | 0 | 0 | 0 | 0 | 0 | 0 | 0 | 0 | 0 | 0 | 0 | 0 | 0 | 0 | 0 | 0 | 0
Lct_BB001 | Number | SEPD | Consumer Transformation | Coupar Angus | 72.0767 | 121.0904 | 226.0768 | 454.0181 | 726.0013 | 1094.5647 | 1787.4841 | 2589.9479 | 3403.2693 | 4228.5731 | 5070.0707 | 5930.4617 | 7247.398 | 8792.7023 | 10406.9939 | 12037.5318 | 13671.8886 | 15218.8706 | 16630.9466 | 17874.5206 | 18960.857 | 19880.1563 | 20625.6152 | 21104.2191 | 21477.6646 | 21637.3286 | 21309.3357 | 21327.0991 | 21287.7324 | 21140.1207 | 20943.7988 | 20697.0991
Lct_BB003 | Number | SEPD | Consumer Transformation | Coupar Angus | 5.5143 | 6.3992 | 11.469 | 21.6548 | 35.4791 | 54.0469 | 86.425 | 150.3307 | 246.1436 | 307.5801 | 376.4686 | 477.2312 | 556.409 | 630.8006 | 703.4207 | 772.3842 | 837.1937 | 896.212 | 948.8437 | 993.7089 | 1032.3049 | 1068.7519 | 1097.3561 | 1121.356 | 1146.002 | 1177.0277 | 1198.4341 | 1204.381 | 1209.5935 | 1214.2358 | 1218.3718 | 1219.9483
Lct_BB005 | Number | SEPD | Consumer Transformation | Coupar Angus | 118.4011 | 154.5696 | 173.1821 | 300.4684 | 603.0256 | 1037.6208 | 1496.0839 | 2017.7483 | 2570.5106 | 3377.0778 | 4324.5099 | 5197.2623 | 5756.7237 | 6317.9462 | 6879.0134 | 7445.1214 | 8014.2154 | 8382.3098 | 8753.0346 | 9125.3545 | 9498.7578 | 9874.2648 | 10128.4113 | 10384.1843 | 10643.2228 | 10905.3719 | 11169.949 | 11204.749 | 11238.949 | 11273.149 | 11306.749 | 11340.349
Lct_BB006 | Number | SEPD | Consumer Transformation | Coupar Angus | 0 | 0 | 3.7536 | 7.4588 | 11.1169 | 14.7241 | 18.2828 | 26.1783 | 33.9468 | 47.6557 | 61.139 | 74.3943 | 120.7387 | 166.5748 | 211.9009 | 256.7198 | 301.0278 | 343.2952 | 385.0687 | 426.3498 | 467.1366 | 507.4335 | 521.2774 | 535.026 | 548.6757 | 562.2334 | 575.6983 | 575.6983 | 575.6983 | 575.6983 | 575.6983 | 575.6983
Lct_BB007 | Number | SEPD | Consumer Transformation | Coupar Angus | 22.596 | 28.0566 | 28.3776 | 47.1077 | 89.6926 | 136.769 | 180.3404 | 225.1627 | 273.1776 | 325.0888 | 388.4311 | 445.2586 | 474.3771 | 503.1675 | 531.6299 | 559.7645 | 587.5715 | 601.6655 | 615.7344 | 629.7783 | 643.7972 | 657.791 | 663.9784 | 674.0087 | 684.0846 | 694.2059 | 704.3726 | 702.3645 | 700.3564 | 698.3483 | 696.3402 | 694.3321
Lct_BB008 | Number | SEPD | Consumer Transformation | Coupar Angus | 0 | 0 | 0.26807 | 0.53269 | 0.79382 | 1.0515 | 1.3057 | 1.8695 | 2.4243 | 2.97 | 3.5066 | 4.034 | 5.8786 | 7.7028 | 9.5068 | 11.2905 | 13.054 | 14.7361 | 16.3987 | 18.0417 | 19.6651 | 21.269 | 21.82 | 22.3673 | 22.9107 | 23.4502 | 23.986 | 23.986 | 23.986 | 23.986 | 23.986 | 23.986
Lct_BB010b | MW | SEPD | Consumer Transformation | Coupar Angus | 0.595 | 0.77763 | 1.1645 | 2.1828 | 3.3505 | 4.964 | 8.0753 | 11.227 | 14.046 | 16.9438 | 20.1946 | 23.2897 | 29.0812 | 39.3047 | 48.6212 | 55.7734 | 59.704 | 62.4986 | 64.1391 | 65.0361 | 65.4768 | 65.7417 | 65.9171 | 65.9171 | 65.9171 | 65.9171 | 65.9722 | 65.9722 | 65.9722 | 65.9722 | 65.9722 | 65.9722
Lct_BB011b | MW | SEPD | Consumer Transformation | Coupar Angus | 0.014 | 0.0495 | 0.10376 | 0.22994 | 0.35479 | 0.50668 | 0.74424 | 1.0957 | 1.5205 | 1.8387 | 2.1802 | 2.5805 | 2.9471 | 3.3104 | 3.6591 | 3.9733 | 4.2481 | 4.4687 | 4.6322 | 4.7386 | 4.8025 | 4.8362 | 4.8552 | 4.8727 | 4.8965 | 4.9317 | 4.9342 | 4.9342 | 4.9342 | 4.9342 | 4.9342 | 4.9342
Lct_BB012b | MW | SEPD | Consumer Transformation | Coupar Angus | 0.337 | 0.3771 | 0.40361 | 0.47168 | 0.52473 | 0.58521 | 0.65208 | 0.71527 | 0.78389 | 0.85589 | 0.93067 | 0.99756 | 1.1134 | 1.2256 | 1.3276 | 1.4141 | 1.4833 | 1.5304 | 1.5553 | 1.5735 | 1.5872 | 1.5969 | 1.6029 | 1.6058 | 1.6088 | 1.6127 | 1.619 | 1.619 | 1.619 | 1.619 | 1.619 | 1.619
Lct_BB013b | MW | SEPD | Consumer Transformation | Coupar Angus | 0 | 0.0181 | 0.03618 | 0.07484 | 0.10419 | 0.13552 | 0.19274 | 0.2823 | 0.37946 | 0.42637 | 0.47352 | 0.52712 | 0.58948 | 0.64978 | 0.70691 | 0.75699 | 0.79976 | 0.83267 | 0.85581 | 0.86892 | 0.87509 | 0.8782 | 0.8782 | 0.8782 | 0.8782 | 0.8813 | 0.8813 | 0.8813 | 0.8813 | 0.8813 | 0.8813 | 0.8813
Lct_BB014 | Number | SEPD | Consumer Transformation | Coupar Angus | 14.756 | 14.8693 | 16.7055 | 18.9665 | 21.4502 | 24.2494 | 27.4607 | 30.0748 | 33.6616 | 37.6763 | 42.1225 | 47.1755 | 55.0067 | 61.9654 | 69.9467 | 78.9369 | 89.0352 | 133.151 | 143.4343 | 154.761 | 167.3697 | 181.2302 | 216.561 | 235.2435 | 254.8245 | 277.4734 | 302.4989 | 341.0688 | 384.4454 | 433.4455 | 488.5805 | 550.6672
Other generation | MW | SEPD | Consumer Transformation | Coupar Angus | 0.098 | 0.098 | 0.098 | 0.098 | 0.098 | 0.098 | 0.098 | 0.098 | 0.098 | 0.098 | 0.098 | 0.098 | 0.098 | 0.098 | 0.098 | 0.098 | 0.098 | 0.098 | 0.098 | 0.098 | 0.098 | 0.098 | 0.098 | 0.098 | 0.098 | 0.098 | 0.098 | 0.098 | 0.098 | 0.098 | 0.098 | 0.098
Srg_BB001 | MW | SEPD | Consumer Transformation | Coupar Angus | 0 | 0.29641 | 0.39668 | 0.49986 | 0.60238 | 40.714 | 40.8674 | 42.026 | 42.3483 | 42.7013 | 43.043 | 43.5063 | 44.6975 | 45.9147 | 47.1557 | 48.4152 | 49.7781 | 50.6818 | 51.6184 | 52.5816 | 53.5707 | 54.5802 | 55.1598 | 55.7408 | 56.3188 | 56.8976 | 57.4747 | 57.6391 | 57.8023 | 57.964 | 58.1267 | 58.2878
Srg_BB002 | MW | SEPD | Consumer Transformation | Coupar Angus | 0 | 0 | 0.0049031 | 0.010027 | 0.015586 | 0.021949 | 0.029172 | 0.099604 | 0.15729 | 0.22538 | 0.30292 | 0.3927 | 0.42894 | 0.46554 | 0.50115 | 0.53598 | 0.57076 | 0.63143 | 0.69496 | 0.76177 | 0.83149 | 0.90437 | 1.0319 | 1.1678 | 1.3116 | 1.4631 | 1.6111 | 1.7653 | 1.9258 | 2.0926 | 2.2656 | 2.4449
Data centres (MW) | MW | SEPD | Consumer Transformation | Craigiebuckler | 0 | 0 | 0 | 0 | 0 | 0 | 0 | 0 | 0 | 0 | 0 | 0 | 0 | 0 | 0 | 0 | 0 | 0 | 0 | 0 | 0 | 0 | 0 | 0 | 0 | 0 | 0 | 0 | 0 | 0 | 0 | 0
Dem_BB001a | Number of homes (cumulative) | SEPD | Consumer Transformation | Craigiebuckler | 0 | 304.4862 | 568.7705 | 805.1375 | 1035.5285 | 1269.8805 | 1498.6222 | 1717.2975 | 1935.8781 | 2165.4624 | 2411.0101 | 2669.7304 | 2908.7304 | 3144.7304 | 3312.7304 | 3452.7304 | 3573.7304 | 3665.3652 | 3757.1515 | 3834.7255 | 3899.152 | 3948.3828 | 3984.0654 | 4006.6262 | 4017.0777 | 4021.4364 | 4023.7303 | 4023.9701 | 4024.1644 | 4024.3056 | 4024.3993 | 4024.4438
Dem_BB002b | Floorspace (m2) (cumulative) | SEPD | Consumer Transformation | Craigiebuckler | 0 | 5625 | 20625.455 | 25138.3645 | 29963.8065 | 35101.781 | 46552.288 | 61689.9375 | 68890.087 | 76402.7365 | 84227.886 | 92365.5355 | 100503.1525 | 108003.2175 | 115503.25 | 122503.25 | 125003.25 | 127190.75 | 129065.75 | 130628.25 | 131878.25 | 132815.75 | 133440.75 | 133753.25 | 133753.25 | 133753.25 | 133753.25 | 133753.25 | 133753.25 | 133753.25 | 133753.25 | 133753.25
Domestic direct electric heating | Number | SEPD | Consumer Transformation | Craigiebuckler | 1132.0985 | 1165.0545 | 1193.6653 | 1243.9139 | 1253.6081 | 1250.2906 | 1242.2165 | 1149.5637 | 1062.5631 | 1001.6703 | 931.313 | 865.376 | 770.2163 | 729.0636 | 703.1008 | 700.5549 | 697.0676 | 691.9188 | 686.7053 | 681.7268 | 676.0653 | 669.5114 | 663.6377 | 657.1263 | 650.7003 | 644.5082 | 638.6811 | 632.8565 | 627.1361 | 621.389 | 616.3696 | 611.4582
Gas: Hydrogen peaking | MW | SEPD | Consumer Transformation | Craigiebuckler | 0 | 0 | 0 | 0 | 0 | 0 | 0 | 0 | 0 | 0 | 0 | 0 | 0 | 0 | 0 | 0 | 0 | 0 | 0 | 0 | 0 | 0 | 0 | 0 | 0 | 0 | 0 | 0 | 0 | 0 | 0 | 0
Gen_BB001 | MW | SEPD | Consumer Transformation | Craigiebuckler | 0 | 0 | 0 | 0 | 0 | 0 | 0 | 0 | 0 | 0 | 0 | 0 | 0 | 0 | 0 | 0 | 0 | 0 | 0 | 0 | 0 | 0 | 0 | 0 | 0 | 0 | 0 | 0 | 0 | 0 | 0 | 0
Gen_BB004 | MW | SEPD | Consumer Transformation | Craigiebuckler | 0 | 0 | 0 | 0 | 0 | 0 | 0 | 0 | 0 | 0 | 0 | 0 | 0 | 0 | 0 | 0 | 0 | 0 | 0 | 0 | 0 | 0 | 0 | 0 | 0 | 0 | 0 | 0 | 0 | 0 | 0 | 0
Gen_BB005 | MW | SEPD | Consumer Transformation | Craigiebuckler | 0 | 0 | 0 | 0 | 0 | 0 | 0 | 0 | 0 | 0 | 0 | 0 | 0 | 0 | 0 | 0 | 0 | 0 | 0 | 0 | 0 | 0 | 0 | 0 | 0 | 0 | 0 | 0 | 0 | 0 | 0 | 0
Gen_BB006 | MW | SEPD | Consumer Transformation | Craigiebuckler | 0 | 0 | 0 | 0 | 0 | 0 | 0 | 0 | 0 | 0 | 0 | 0 | 0 | 0 | 0 | 0 | 0 | 0 | 0 | 0 | 0 | 0 | 0 | 0 | 0 | 0 | 0 | 0 | 0 | 0 | 0 | 0
Gen_BB008 | MW | SEPD | Consumer Transformation | Craigiebuckler | 0 | 0 | 0 | 0 | 0 | 0 | 0 | 0 | 0 | 0 | 0 | 0 | 0 | 0 | 0 | 0 | 0 | 0 | 0 | 0 | 0 | 0 | 0 | 0 | 0 | 0 | 0 | 0 | 0 | 0 | 0 | 0
Gen_BB010 | MW | SEPD | Consumer Transformation | Craigiebuckler | 0 | 0 | 0 | 0 | 0 | 0 | 0 | 0 | 0 | 0 | 0 | 0 | 0 | 0 | 0 | 0 | 0 | 0 | 0 | 0 | 0 | 0 | 0 | 0 | 0 | 0 | 0 | 0 | 0 | 0 | 0 | 0
Gen_BB011 | MW | SEPD | Consumer Transformation | Craigiebuckler | 0 | 0 | 0 | 0 | 0 | 0 | 0 | 0 | 0 | 0 | 0 | 0 | 0 | 0 | 0 | 0 | 0 | 0 | 0 | 0 | 0 | 0 | 0 | 0 | 0 | 0 | 0 | 0 | 0 | 0 | 0 | 0
Gen_BB012 | MW | SEPD | Consumer Transformation | Craigiebuckler | 0.03477 | 0.23784 | 0.24429 | 0.25545 | 0.27401 | 0.29429 | 0.32513 | 0.36826 | 0.41324 | 0.45945 | 0.51144 | 0.56655 | 0.62506 | 0.68445 | 0.74468 | 0.80573 | 0.85723 | 0.90814 | 0.95894 | 1.0093 | 1.0595 | 1.1095 | 1.1598 | 1.2101 | 1.2603 | 1.3019 | 1.3435 | 1.3852 | 1.4268 | 1.4685 | 1.5102 | 1.552
Gen_BB013 | MW | SEPD | Consumer Transformation | Craigiebuckler | 0.97676 | 1.0656 | 1.2326 | 1.4793 | 1.8268 | 2.1993 | 2.6859 | 3.2805 | 3.8874 | 4.5224 | 5.2344 | 6.0044 | 6.791 | 7.5908 | 8.3166 | 9.0182 | 9.6025 | 10.149 | 10.6884 | 11.2123 | 11.7189 | 12.2061 | 12.6965 | 13.167 | 13.6223 | 14.0087 | 14.3929 | 14.7745 | 15.1563 | 15.5383 | 15.9205 | 16.3032
Gen_BB014 | MW | SEPD | Consumer Transformation | Craigiebuckler | 0 | 0 | 0 | 0 | 0 | 0 | 0 | 0 | 0 | 0 | 0 | 0 | 0 | 0 | 0 | 0 | 0 | 0 | 0 | 0 | 0 | 0 | 0 | 0 | 0 | 0 | 0 | 0 | 0 | 0 | 0 | 0
Gen_BB015 | MW | SEPD | Consumer Transformation | Craigiebuckler | 0 | 0 | 0 | 0 | 0 | 0 | 0 | 0 | 0 | 0.0052373 | 0.011395 | 0.019864 | 0.027849 | 0.038077 | 0.046387 | 0.054953 | 0.063765 | 0.073153 | 0.083153 | 0.093804 | 0.10442 | 0.11528 | 0.12595 | 0.13589 | 0.14538 | 0.15431 | 0.16306 | 0.17171 | 0.18021 | 0.18905 | 0.19768 | 0.20664
Gen_BB016 | MW | SEPD | Consumer Transformation | Craigiebuckler | 1.3008 | 1.3008 | 1.3008 | 1.3009 | 1.3009 | 1.301 | 1.3011 | 1.3012 | 1.3015 | 1.302 | 1.3027 | 1.3035 | 1.3045 | 1.3054 | 1.3063 | 2.1074 | 2.6083 | 2.6092 | 2.6107 | 2.6122 | 2.6137 | 2.6151 | 2.6165 | 2.6179 | 2.6193 | 2.6206 | 2.6219 | 2.6232 | 2.6245 | 2.6259 | 2.6272 | 2.6286
Gen_BB017 | MW | SEPD | Consumer Transformation | Craigiebuckler | 0 | 0 | 0 | 0 | 0 | 0 | 0 | 0 | 0 | 0 | 0 | 0 | 0 | 0 | 0 | 0 | 0 | 0 | 0 | 0 | 0 | 0 | 0 | 0 | 0 | 0 | 0 | 0 | 0 | 0 | 0 | 0
Gen_BB018 | MW | SEPD | Consumer Transformation | Craigiebuckler | 0 | 0 | 0 | 0 | 0 | 0 | 0 | 0 | 0 | 0 | 0 | 0 | 0 | 0 | 0 | 0 | 0 | 0 | 0 | 0 | 0 | 0 | 0 | 0 | 0 | 0 | 0 | 0 | 0 | 0 | 0 | 0
Hydrogen electrolysis | MW | SEPD | Consumer Transformation | Craigiebuckler | 0 | 0 | 0 | 0 | 0 | 0 | 0 | 0 | 0 | 0 | 0 | 0 | 0 | 0 | 0 | 0 | 0 | 0 | 0 | 0 | 0 | 0 | 0 | 0 | 0 | 0 | 0 | 0 | 0 | 0 | 0 | 0
Lct_BB001 | Number | SEPD | Consumer Transformation | Craigiebuckler | 93.9561 | 154.9069 | 281.5786 | 562.2989 | 898.0649 | 1354.9878 | 2010.6628 | 2780.7089 | 3557.2126 | 4342.4077 | 5139.5602 | 5950.6832 | 7226.9036 | 8804.2074 | 10465.7259 | 12161.9712 | 13886.3964 | 15542.3319 | 17078.4611 | 18455.0971 | 19674.8015 | 20722.6093 | 21587.9083 | 22182.8531 | 22654.3215 | 22857.5085 | 22622.556 | 22695.1574 | 22703.2853 | 22587.4433 | 22418.8278 | 22190.5475
Lct_BB003 | Number | SEPD | Consumer Transformation | Craigiebuckler | 0.2554 | 0.2554 | 5.4241 | 13.6895 | 24.427 | 38.7812 | 65.1429 | 139.1936 | 224.0885 | 284.0025 | 350.3374 | 439.7485 | 508.8605 | 576.0056 | 642.3612 | 705.5326 | 765.0514 | 819.117 | 867.2013 | 907.7845 | 942.5254 | 975.5126 | 1001.1301 | 1023.1528 | 1046.225 | 1074.9377 | 1094.0338 | 1099.618 | 1104.4888 | 1108.8079 | 1112.6393 | 1114.0307
Lct_BB005 | Number | SEPD | Consumer Transformation | Craigiebuckler | 21.743 | 98.8872 | 147.1293 | 430.5846 | 1017.4867 | 1685.9647 | 2168.6975 | 2829.223 | 3557.2498 | 4250.204 | 5082.9771 | 5921.7286 | 6701.1051 | 7482.9794 | 8229.2255 | 8965.1909 | 9696.7905 | 10260.9062 | 10821.3439 | 11374.0896 | 11904.4867 | 12414.4036 | 12777.5798 | 13134.4063 | 13444.0277 | 13750.5368 | 14053.7765 | 14090.9765 | 14128.1765 | 14165.3765 | 14202.5765 | 14239.7765
Lct_BB006 | Number | SEPD | Consumer Transformation | Craigiebuckler | 0 | 0 | 9.7945 | 19.4647 | 29.0091 | 38.4263 | 47.7172 | 68.3221 | 88.5972 | 110.4893 | 132.0163 | 153.1795 | 227.1842 | 300.3785 | 372.7577 | 444.3251 | 515.0782 | 582.5691 | 649.274 | 715.1923 | 780.3262 | 844.6736 | 866.7853 | 888.7411 | 910.5447 | 932.1929 | 953.6889 | 953.6889 | 953.6889 | 953.6889 | 953.6889 | 953.6889
Lct_BB007 | Number | SEPD | Consumer Transformation | Craigiebuckler | 38.1809 | 47.4079 | 47.9502 | 79.5988 | 151.5555 | 231.1014 | 304.7249 | 380.462 | 461.5938 | 549.3091 | 656.34 | 752.3626 | 801.5648 | 850.2125 | 898.306 | 945.8456 | 992.8316 | 1016.6465 | 1040.419 | 1064.1493 | 1087.8372 | 1111.4827 | 1121.9376 | 1138.886 | 1155.9112 | 1173.0132 | 1190.1921 | 1186.7989 | 1183.4056 | 1180.0124 | 1176.6192 | 1173.226
Lct_BB008 | Number | SEPD | Consumer Transformation | Craigiebuckler | 0 | 0 | 0.45298 | 0.90008 | 1.3413 | 1.7767 | 2.2062 | 3.1589 | 4.0963 | 5.0183 | 5.925 | 6.8163 | 9.9329 | 13.0154 | 16.0637 | 19.0777 | 22.0575 | 24.8998 | 27.7091 | 30.4853 | 33.2284 | 35.9383 | 36.8695 | 37.7942 | 38.7124 | 39.6242 | 40.5295 | 40.5295 | 40.5295 | 40.5295 | 40.5295 | 40.5295
Lct_BB010b | MW | SEPD | Consumer Transformation | Craigiebuckler | 0.938 | 1.3847 | 2.1615 | 3.6441 | 5.2853 | 7.5805 | 10.7082 | 13.8027 | 17.0122 | 20.42 | 23.3426 | 26.3328 | 33.7407 | 42.1601 | 49.8607 | 55.7869 | 60.5579 | 63.5197 | 65.7678 | 66.8023 | 67.4272 | 67.7615 | 68.0334 | 68.0334 | 68.0334 | 68.0334 | 68.2214 | 68.2214 | 68.2214 | 68.2214 | 68.2214 | 68.2214
Lct_BB011b | MW | SEPD | Consumer Transformation | Craigiebuckler | 0.146 | 0.1719 | 0.20153 | 0.27497 | 0.34748 | 0.43464 | 0.55571 | 0.7138 | 0.89934 | 1.0597 | 1.2329 | 1.4305 | 1.6481 | 1.8637 | 2.0685 | 2.2525 | 2.412 | 2.5383 | 2.6299 | 2.687 | 2.7187 | 2.7297 | 2.7351 | 2.7401 | 2.747 | 2.757 | 2.7578 | 2.7578 | 2.7578 | 2.7578 | 2.7578 | 2.7578
Lct_BB012b | MW | SEPD | Consumer Transformation | Craigiebuckler | 0.119 | 0.175 | 0.23222 | 0.36526 | 0.48717 | 0.6335 | 0.82052 | 1.022 | 1.248 | 1.4627 | 1.6942 | 1.9323 | 2.266 | 2.601 | 2.92 | 3.2066 | 3.4556 | 3.6515 | 3.7912 | 3.8845 | 3.9438 | 3.9735 | 3.9773 | 3.978 | 3.9789 | 3.98 | 3.9823 | 3.9823 | 3.9823 | 3.9823 | 3.9823 | 3.9823
Lct_BB013b | MW | SEPD | Consumer Transformation | Craigiebuckler | 0 | 0.0148 | 0.02948 | 0.061 | 0.08492 | 0.11044 | 0.15708 | 0.23006 | 0.30926 | 0.34748 | 0.38592 | 0.4296 | 0.48042 | 0.52956 | 0.57612 | 0.61692 | 0.65178 | 0.6786 | 0.69746 | 0.70814 | 0.71316 | 0.7157 | 0.7157 | 0.7157 | 0.7157 | 0.71824 | 0.71824 | 0.71824 | 0.71824 | 0.71824 | 0.71824 | 0.71824
Lct_BB014 | Number | SEPD | Consumer Transformation | Craigiebuckler | 50.3341 | 50.7204 | 56.984 | 64.6965 | 73.1684 | 82.717 | 93.6707 | 97.7126 | 109.3661 | 122.4098 | 136.8556 | 153.2727 | 165.1489 | 186.0414 | 210.004 | 236.9957 | 267.3145 | 399.7652 | 430.6391 | 464.646 | 502.5016 | 544.1156 | 608.7967 | 661.317 | 716.3632 | 780.0337 | 850.3853 | 958.8132 | 1080.7536 | 1218.5027 | 1373.4984 | 1548.0368
Other generation | MW | SEPD | Consumer Transformation | Craigiebuckler | 0.015 | 0.015 | 0.015 | 0.015 | 0.015 | 0.015 | 0.015 | 0.015 | 0.015 | 0.015 | 0.015 | 0.015 | 0.015 | 0.015 | 0.015 | 0.015 | 0.015 | 0.015 | 0.015 | 0.015 | 0.015 | 0.015 | 0.015 | 0.015 | 0.015 | 0.015 | 0.015 | 0.015 | 0.015 | 0.015 | 0.015 | 0.015
Srg_BB001 | MW | SEPD | Consumer Transformation | Craigiebuckler | 0 | 0.02201 | 0.024211 | 0.026412 | 0.028614 | 0.030815 | 0.033016 | 0.068232 | 0.070433 | 0.072642 | 0.074858 | 0.07711 | 0.10494 | 0.13384 | 0.16381 | 0.19484 | 0.22698 | 0.24237 | 0.25831 | 0.2748 | 0.29186 | 0.30947 | 0.32607 | 0.34268 | 0.35929 | 0.37591 | 0.39253 | 0.39259 | 0.39266 | 0.39273 | 0.3928 | 0.39287
Srg_BB002 | MW | SEPD | Consumer Transformation | Craigiebuckler | 0 | 0 | 0.0021978 | 0.0047616 | 0.0079396 | 0.011992 | 0.017194 | 0.074723 | 0.12673 | 0.19324 | 0.27477 | 0.37544 | 0.41845 | 0.46408 | 0.5104 | 0.55747 | 0.60454 | 0.68677 | 0.77298 | 0.86374 | 0.95856 | 1.0578 | 1.2316 | 1.4169 | 1.6131 | 1.82 | 2.0222 | 2.233 | 2.4525 | 2.6806 | 2.9174 | 3.1629
Data centres (MW) | MW | SEPD | Consumer Transformation | Dounreay | 0 | 0 | 0 | 0 | 0 | 0 | 0 | 0 | 0 | 0 | 0 | 0 | 0 | 0 | 0 | 0 | 0 | 0 | 0 | 0 | 0 | 0 | 0 | 0 | 0 | 0 | 0 | 0 | 0 | 0 | 0 | 0
Dem_BB001a | Number of homes (cumulative) | SEPD | Consumer Transformation | Dounreay | 0 | 0 | 0 | 0 | 0 | 0 | 0 | 0 | 0 | 0 | 0 | 0 | 0 | 0 | 0 | 0 | 0 | 0.0092426 | 0.019342 | 0.028241 | 0.036305 | 0.050446 | 0.058288 | 0.064731 | 0.069919 | 0.07404 | 0.077417 | 0.080171 | 0.082404 | 0.084026 | 0.085103 | 0.085614
Dem_BB002b | Floorspace (m2) (cumulative) | SEPD | Consumer Transformation | Dounreay | 0 | 0 | 0 | 0 | 0 | 0 | 0 | 0 | 0 | 0 | 0 | 0 | 0 | 0 | 0 | 0 | 0 | 0 | 0 | 0 | 0 | 0 | 0 | 0 | 0 | 0 | 0 | 0 | 0 | 0 | 0 | 0
Domestic direct electric heating | Number | SEPD | Consumer Transformation | Dounreay | 15.997 | 15.997 | 15.997 | 15.9014 | 15.7917 | 15.639 | 15.3805 | 15.2121 | 14.9172 | 14.7593 | 14.5819 | 14.4134 | 14.3884 | 14.3587 | 14.3471 | 14.3095 | 14.2723 | 14.2356 | 14.1993 | 14.1634 | 14.128 | 14.093 | 14.0584 | 14.0243 | 13.9905 | 13.9572 | 13.9242 | 13.8916 | 13.8595 | 13.8277 | 13.7963 | 13.7653
Gas: Hydrogen peaking | MW | SEPD | Consumer Transformation | Dounreay | 0 | 0 | 0 | 0 | 0 | 0 | 0 | 0 | 0 | 0 | 0 | 0 | 0 | 0 | 0 | 0 | 0 | 0 | 0 | 0 | 0 | 0 | 0 | 0 | 0 | 0 | 0 | 0 | 0 | 0 | 0 | 0
Gen_BB001 | MW | SEPD | Consumer Transformation | Dounreay | 0 | 0 | 0 | 0 | 0 | 0 | 0 | 0 | 0 | 0 | 0 | 0 | 0 | 0 | 0 | 0 | 0 | 0 | 0 | 0 | 0 | 0 | 0 | 0 | 0 | 0 | 0 | 0 | 0 | 0 | 0 | 0
Gen_BB004 | MW | SEPD | Consumer Transformation | Dounreay | 0 | 0 | 0 | 0 | 0 | 0 | 0 | 0 | 0 | 0 | 0 | 0 | 0 | 0 | 0 | 0 | 0 | 0 | 0 | 0 | 0 | 0 | 0 | 0 | 0 | 0 | 0 | 0 | 0 | 0 | 0 | 0
Gen_BB005 | MW | SEPD | Consumer Transformation | Dounreay | 0 | 0 | 0 | 0 | 0 | 0 | 0 | 0 | 0 | 0 | 0 | 0 | 0 | 0 | 0 | 0 | 0 | 0 | 0 | 0 | 0 | 0 | 0 | 0 | 0 | 0 | 0 | 0 | 0 | 0 | 0 | 0
Gen_BB006 | MW | SEPD | Consumer Transformation | Dounreay | 0 | 0 | 0 | 0 | 0 | 0 | 0 | 0 | 0 | 0 | 0 | 0 | 0 | 0 | 0 | 0 | 0 | 0 | 0 | 0 | 0 | 0 | 0 | 0 | 0 | 0 | 0 | 0 | 0 | 0 | 0 | 0
Gen_BB008 | MW | SEPD | Consumer Transformation | Dounreay | 0 | 0 | 0 | 0 | 0 | 0 | 0 | 0 | 0 | 0 | 0 | 0 | 0 | 0 | 0 | 0 | 0 | 0 | 0 | 0 | 0 | 0 | 0 | 0 | 0 | 0 | 0 | 0 | 0 | 0 | 0 | 0
Gen_BB010 | MW | SEPD | Consumer Transformation | Dounreay | 0 | 0 | 0 | 0 | 0 | 0 | 0 | 0 | 0 | 0 | 0 | 0 | 0 | 0 | 0 | 0 | 0 | 0 | 0 | 0 | 0 | 0 | 0 | 0 | 0 | 0 | 0 | 0 | 0 | 0 | 0 | 0
Gen_BB011 | MW | SEPD | Consumer Transformation | Dounreay | 0 | 0 | 0 | 0 | 0 | 0 | 0 | 0 | 0 | 0 | 0 | 0 | 0 | 0 | 0 | 0 | 0 | 0 | 0 | 0 | 0 | 0 | 0 | 0 | 0 | 0 | 0 | 0 | 0 | 0 | 0 | 0
Gen_BB012 | MW | SEPD | Consumer Transformation | Dounreay | 0 | 3.7323e-05 | 0.0001197 | 0.00027083 | 0.00053579 | 0.00083649 | 0.0013065 | 0.0019794 | 0.0026922 | 0.0034324 | 0.0042715 | 0.0051661 | 0.0061201 | 0.0070918 | 0.0080801 | 0.0090841 | 0.0095593 | 0.010012 | 0.010448 | 0.010868 | 0.011275 | 0.011671 | 0.012062 | 0.012447 | 0.012827 | 0.013141 | 0.013453 | 0.013763 | 0.01407 | 0.014375 | 0.014677 | 0.014978
Gen_BB013 | MW | SEPD | Consumer Transformation | Dounreay | 0.011615 | 0.012558 | 0.014349 | 0.017104 | 0.021109 | 0.025029 | 0.030456 | 0.037411 | 0.044194 | 0.050848 | 0.058091 | 0.065568 | 0.073326 | 0.081055 | 0.08878 | 0.096515 | 0.098669 | 0.10081 | 0.10295 | 0.10508 | 0.10721 | 0.10932 | 0.11145 | 0.11357 | 0.11569 | 0.11744 | 0.1192 | 0.12095 | 0.12271 | 0.12447 | 0.12623 | 0.12798
Gen_BB014 | MW | SEPD | Consumer Transformation | Dounreay | 0 | 0 | 0 | 0 | 0 | 0 | 0 | 0 | 0 | 0 | 0 | 0 | 0 | 0 | 0 | 0 | 0 | 0 | 0 | 0 | 0 | 0 | 0 | 0 | 0 | 0 | 0 | 0 | 0 | 0 | 0 | 0
Gen_BB015 | MW | SEPD | Consumer Transformation | Dounreay | 5 | 5 | 5 | 5 | 5 | 5 | 5 | 5 | 5 | 5.0029 | 5.0063 | 5.0111 | 5.0155 | 5.0212 | 7.5258 | 7.5306 | 7.5355 | 7.5407 | 7.5463 | 7.5522 | 7.5581 | 7.5642 | 7.5701 | 7.5756 | 7.5809 | 7.5859 | 7.5908 | 7.5956 | 7.6003 | 7.6052 | 7.61 | 7.615
Gen_BB016 | MW | SEPD | Consumer Transformation | Dounreay | 0.00046673 | 0.00046673 | 0.0004711 | 0.00047872 | 0.00049185 | 0.00054718 | 0.00059082 | 0.00067543 | 0.00083069 | 0.0010854 | 0.0015059 | 0.0019668 | 0.0025015 | 0.0030056 | 0.0035021 | 0.0041276 | 0.0046225 | 0.0051156 | 0.0059612 | 0.0067929 | 0.0076102 | 0.0084128 | 0.0092002 | 0.0099722 | 0.010728 | 0.011468 | 0.012191 | 0.012921 | 0.013659 | 0.014404 | 0.015156 | 0.015916
Gen_BB017 | MW | SEPD | Consumer Transformation | Dounreay | 0 | 0 | 0 | 0 | 0 | 0 | 0 | 0 | 0 | 0 | 0 | 0 | 0 | 0 | 0 | 0 | 0 | 0 | 0 | 0 | 0 | 0 | 0 | 0 | 0 | 0 | 0 | 0 | 0 | 0 | 0 | 0
Gen_BB018 | MW | SEPD | Consumer Transformation | Dounreay | 0 | 0 | 0 | 0 | 0 | 0 | 0 | 0 | 0 | 0 | 0 | 0 | 0 | 0 | 0 | 0 | 0 | 0 | 0 | 0 | 0 | 0 | 0 | 0 | 0 | 0 | 0 | 0 | 0 | 0 | 0 | 0
Hydrogen electrolysis | MW | SEPD | Consumer Transformation | Dounreay | 0 | 0 | 0 | 0 | 0 | 0 | 0 | 0 | 0 | 0 | 0 | 0 | 0 | 0 | 0 | 0 | 0 | 0 | 0 | 0 | 0 | 0 | 0 | 0 | 0 | 0 | 0 | 0 | 0 | 0 | 0 | 0
Lct_BB001 | Number | SEPD | Consumer Transformation | Dounreay | 0.5418 | 0.9252 | 1.6959 | 3.414 | 5.4149 | 8.1246 | 10.8559 | 13.5983 | 16.3417 | 19.0796 | 21.8274 | 24.567 | 29.9929 | 35.919 | 41.8524 | 47.531 | 52.8542 | 57.4952 | 61.3168 | 64.28 | 66.5794 | 68.2622 | 69.3811 | 69.4745 | 69.3874 | 69.0173 | 66.7079 | 66.294 | 65.7063 | 64.7636 | 63.6645 | 62.4281
Lct_BB003 | Number | SEPD | Consumer Transformation | Dounreay | 0 | 0 | 0 | 0 | 0 | 0 | 0 | 0 | 0 | 0 | 0 | 0 | 0 | 0 | 0 | 0 | 0 | 0 | 0 | 0 | 0 | 0 | 0 | 0 | 0 | 0 | 0 | 0 | 0 | 0 | 0 | 0
Lct_BB005 | Number | SEPD | Consumer Transformation | Dounreay | 0.927 | 1.1382 | 1.2117 | 1.76 | 3.4651 | 5.8735 | 8.6839 | 11.3109 | 14.1517 | 17.9882 | 22.6388 | 26.6358 | 27.8218 | 29.008 | 30.1895 | 31.353 | 32.5091 | 32.6452 | 32.8195 | 33.0341 | 33.2756 | 33.5571 | 33.6289 | 33.701 | 34.1018 | 34.5135 | 34.9381 | 34.9381 | 34.9381 | 34.9381 | 34.9381 | 34.9381
Lct_BB006 | Number | SEPD | Consumer Transformation | Dounreay | 0 | 0 | 0 | 0 | 0 | 0 | 0 | 0 | 0 | 0 | 0 | 0 | 0 | 0 | 0 | 0 | 0 | 0 | 0 | 0 | 0 | 0 | 0 | 0 | 0 | 0 | 0 | 0 | 0 | 0 | 0 | 0
Lct_BB007 | Number | SEPD | Consumer Transformation | Dounreay | 0 | 0 | 0 | 0 | 0 | 0 | 0 | 0 | 0 | 0 | 0 | 0 | 0 | 0 | 0 | 0 | 0 | 0 | 0 | 0 | 0 | 0 | 0 | 0 | 0 | 0 | 0 | 0 | 0 | 0 | 0 | 0
Lct_BB008 | Number | SEPD | Consumer Transformation | Dounreay | 0 | 0 | 0 | 0 | 0 | 0 | 0 | 0 | 0 | 0 | 0 | 0 | 0 | 0 | 0 | 0 | 0 | 0 | 0 | 0 | 0 | 0 | 0 | 0 | 0 | 0 | 0 | 0 | 0 | 0 | 0 | 0
Lct_BB010b | MW | SEPD | Consumer Transformation | Dounreay | 0 | 0.0028 | 0.0056 | 0.0126 | 0.0238 | 0.042 | 0.0504 | 0.0644 | 0.0742 | 0.0868 | 0.0966 | 0.1162 | 0.1372 | 0.2296 | 0.28 | 0.2842 | 0.2842 | 0.2842 | 0.2842 | 0.2842 | 0.2842 | 0.2842 | 0.2842 | 0.2842 | 0.2842 | 0.2842 | 0.2842 | 0.2842 | 0.2842 | 0.2842 | 0.2842 | 0.2842
Lct_BB011b | MW | SEPD | Consumer Transformation | Dounreay | 0 | 0.0013 | 0.00293 | 0.00657 | 0.01012 | 0.01437 | 0.01953 | 0.02511 | 0.03132 | 0.03806 | 0.04541 | 0.05348 | 0.06446 | 0.07534 | 0.08558 | 0.09471 | 0.10258 | 0.10872 | 0.11307 | 0.11567 | 0.117 | 0.11711 | 0.11711 | 0.11711 | 0.11711 | 0.11711 | 0.11711 | 0.11711 | 0.11711 | 0.11711 | 0.11711 | 0.11711
Lct_BB012b | MW | SEPD | Consumer Transformation | Dounreay | 0 | 0.0001 | 0.00013 | 0.00026 | 0.00036 | 0.00048 | 0.00061 | 0.00071 | 0.00082 | 0.00094 | 0.00106 | 0.00115 | 0.00134 | 0.00151 | 0.00166 | 0.00178 | 0.00186 | 0.0019 | 0.0019 | 0.0019 | 0.0019 | 0.0019 | 0.0019 | 0.0019 | 0.0019 | 0.0019 | 0.0019 | 0.0019 | 0.0019 | 0.0019 | 0.0019 | 0.0019
Lct_BB013b | MW | SEPD | Consumer Transformation | Dounreay | 0 | 0 | 0 | 0 | 0 | 0 | 0 | 0 | 0 | 0 | 0 | 0 | 0 | 0 | 0 | 0 | 0 | 0 | 0 | 0 | 0 | 0 | 0 | 0 | 0 | 0 | 0 | 0 | 0 | 0 | 0 | 0
Lct_BB014 | Number | SEPD | Consumer Transformation | Dounreay | 0.14179 | 0.14288 | 0.16053 | 0.18225 | 0.20612 | 0.23302 | 0.26387 | 0.2359 | 0.26403 | 0.29552 | 0.3304 | 0.37003 | 0.31338 | 0.35302 | 0.39849 | 0.44971 | 0.50724 | 0.75857 | 0.81716 | 0.88169 | 0.95352 | 1.0325 | 1.1196 | 1.2162 | 1.3174 | 1.4345 | 1.5639 | 1.7633 | 1.9876 | 2.2409 | 2.526 | 2.8469
Other generation | MW | SEPD | Consumer Transformation | Dounreay | 0 | 0 | 0 | 0 | 0 | 0 | 0 | 0 | 0 | 0 | 0 | 0 | 0 | 0 | 0 | 0 | 0 | 0 | 0 | 0 | 0 | 0 | 0 | 0 | 0 | 0 | 0 | 0 | 0 | 0 | 0 | 0
Srg_BB001 | MW | SEPD | Consumer Transformation | Dounreay | 0 | 0 | 0.0050558 | 0.01032 | 0.015537 | 0.021404 | 0.030263 | 0.062831 | 0.069967 | 0.077418 | 0.084155 | 0.096947 | 0.099381 | 0.10234 | 0.10734 | 0.11255 | 0.12376 | 0.13972 | 0.15635 | 0.17284 | 0.19006 | 0.20767 | 0.21337 | 0.21903 | 0.22444 | 0.22981 | 0.23501 | 0.23793 | 0.24076 | 0.24347 | 0.2462 | 0.2488
Srg_BB002 | MW | SEPD | Consumer Transformation | Dounreay | 0 | 0 | 2.7644e-05 | 6.1225e-05 | 0.00010462 | 0.00016157 | 0.00023679 | 0.0010898 | 0.0018744 | 0.0028904 | 0.0041491 | 0.0057167 | 0.006391 | 0.0071106 | 0.0078447 | 0.0085935 | 0.0093163 | 0.010539 | 0.011783 | 0.013056 | 0.014353 | 0.015677 | 0.017943 | 0.020308 | 0.022762 | 0.02531 | 0.027763 | 0.030285 | 0.032876 | 0.035534 | 0.03826 | 0.041051
Data centres (MW) | MW | SEPD | Consumer Transformation | Dudhope | 0 | 0 | 0 | 0 | 0 | 0 | 0 | 0 | 0 | 0 | 0 | 0 | 0 | 0 | 0 | 0 | 0 | 0 | 0 | 0 | 0 | 0 | 0 | 0 | 0 | 0 | 0 | 0 | 0 | 0 | 0 | 0
Dem_BB001a | Number of homes (cumulative) | SEPD | Consumer Transformation | Dudhope | 0 | 208.4072 | 326.0945 | 484.3473 | 546.6311 | 599.8644 | 631.1983 | 656.4154 | 681.4661 | 706.7891 | 731.782 | 757.4829 | 773.3726 | 788.7673 | 799.5001 | 817.3607 | 858.8272 | 860.4575 | 862.2388 | 863.8084 | 865.2309 | 866.421 | 867.0811 | 867.6233 | 868.0599 | 868.4067 | 868.6909 | 868.9228 | 869.1107 | 869.2472 | 869.3379 | 869.3809
Dem_BB002b | Floorspace (m2) (cumulative) | SEPD | Consumer Transformation | Dudhope | 0 | 0 | 0 | 600 | 650 | 700 | 750 | 800 | 850 | 900 | 950 | 1000 | 1000 | 1000 | 1000 | 1000 | 1600 | 1650 | 1700 | 1750 | 1800 | 1850 | 1900 | 1950 | 2000 | 2000 | 2000 | 2000 | 2000 | 2000 | 2000 | 2000
Domestic direct electric heating | Number | SEPD | Consumer Transformation | Dudhope | 3603.0264 | 3625.4908 | 3638.2327 | 3580.6252 | 3466.2165 | 3297.2678 | 3008.9284 | 2777.0964 | 2565.6129 | 2419.9148 | 2257.0931 | 2106.6798 | 2056.6497 | 2021.2548 | 2005.1091 | 1978.4146 | 1953.2409 | 1930.0989 | 1907.3475 | 1885.5851 | 1864.4892 | 1843.6855 | 1824.365 | 1805.7482 | 1787.393 | 1769.8115 | 1752.5639 | 1736.26 | 1720.1211 | 1704.0498 | 1688.2388 | 1673.7598
Gas: Hydrogen peaking | MW | SEPD | Consumer Transformation | Dudhope | 0 | 0 | 0 | 0 | 0 | 0 | 0 | 0 | 0 | 0 | 0 | 0 | 0 | 0 | 0 | 0 | 0 | 0 | 0 | 0 | 0 | 0 | 0 | 0 | 0.15 | 0.15 | 0.15 | 0.15 | 0.15 | 0.15 | 0.15 | 0.15
Gen_BB001 | MW | SEPD | Consumer Transformation | Dudhope | 0.21 | 0.21 | 0.21 | 0.21 | 0.21 | 0.21 | 0.21 | 0.21 | 0.21 | 0.21 | 0.21 | 0.21 | 0.21 | 0.21 | 0.21 | 0.21 | 0.21 | 0.21 | 0.21 | 0.21 | 0.21 | 0.21 | 0.06 | 0.06 | 0.06 | 0.06 | 0 | 0 | 0 | 0 | 0 | 0
Gen_BB004 | MW | SEPD | Consumer Transformation | Dudhope | 0 | 0 | 0 | 0 | 0 | 0 | 0 | 0 | 0 | 0 | 0 | 0 | 0 | 0 | 0 | 0 | 0 | 0 | 0 | 0 | 0 | 0 | 0 | 0 | 0 | 0 | 0 | 0 | 0 | 0 | 0 | 0
Gen_BB005 | MW | SEPD | Consumer Transformation | Dudhope | 0 | 0 | 0 | 0 | 0 | 0 | 0 | 0 | 0 | 0 | 0 | 0 | 0 | 0 | 0 | 0 | 0 | 0 | 0 | 0 | 0 | 0 | 0 | 0 | 0 | 0 | 0 | 0 | 0 | 0 | 0 | 0
Gen_BB006 | MW | SEPD | Consumer Transformation | Dudhope | 0 | 0 | 0 | 0 | 0 | 0 | 0 | 0 | 0 | 0 | 0 | 0 | 0 | 0 | 0 | 0 | 0 | 0 | 0 | 0 | 0 | 0 | 0 | 0 | 0 | 0 | 0 | 0 | 0 | 0 | 0 | 0
Gen_BB008 | MW | SEPD | Consumer Transformation | Dudhope | 0 | 0 | 0 | 0 | 0 | 0 | 0 | 0 | 0 | 0 | 0 | 0 | 0 | 0 | 0 | 0 | 0 | 0 | 0 | 0 | 0 | 0 | 0 | 0 | 0 | 0 | 0 | 0 | 0 | 0 | 0 | 0
Gen_BB010 | MW | SEPD | Consumer Transformation | Dudhope | 0 | 0 | 0 | 0 | 0 | 0 | 0 | 0 | 0 | 0 | 0 | 0 | 0 | 0 | 0 | 0 | 0 | 0 | 0 | 0 | 0 | 0 | 0 | 0 | 0 | 0 | 0 | 0 | 0 | 0 | 0 | 0
Gen_BB011 | MW | SEPD | Consumer Transformation | Dudhope | 0 | 0 | 0 | 0 | 0 | 0 | 0 | 0 | 0 | 0 | 0 | 0 | 0 | 0 | 0 | 0 | 0 | 0 | 0 | 0 | 0 | 0 | 0 | 0 | 0 | 0 | 0 | 0 | 0 | 0 | 0 | 0
Gen_BB012 | MW | SEPD | Consumer Transformation | Dudhope | 0.25322 | 0.2537 | 0.25465 | 0.25619 | 0.25859 | 0.26106 | 0.26465 | 0.26948 | 0.27437 | 0.2793 | 0.28477 | 0.29049 | 0.29652 | 0.30259 | 0.30871 | 0.3149 | 0.32263 | 0.33039 | 0.33823 | 0.34607 | 0.35396 | 0.36189 | 0.36991 | 0.37796 | 0.38603 | 0.39272 | 0.39943 | 0.40615 | 0.4129 | 0.41966 | 0.42645 | 0.43326
Gen_BB013 | MW | SEPD | Consumer Transformation | Dudhope | 0.15551 | 0.18302 | 0.22011 | 0.29078 | 0.34314 | 0.39724 | 0.45106 | 0.51235 | 0.57535 | 0.64029 | 0.71138 | 0.78781 | 0.85546 | 0.92885 | 1.0111 | 1.0986 | 1.2127 | 1.3336 | 1.4474 | 1.5666 | 1.6888 | 1.8124 | 1.9535 | 2.0973 | 2.2426 | 2.3803 | 2.518 | 2.656 | 2.7942 | 2.9326 | 3.0713 | 3.2102
Gen_BB014 | MW | SEPD | Consumer Transformation | Dudhope | 0 | 0 | 0 | 0 | 0 | 0 | 0 | 0 | 0 | 0 | 0 | 0 | 0 | 0 | 0 | 0 | 0 | 0 | 0 | 0 | 0 | 0 | 0 | 0 | 0 | 0 | 0 | 0 | 0 | 0 | 0 | 0
Gen_BB015 | MW | SEPD | Consumer Transformation | Dudhope | 0 | 0 | 0 | 0 | 0 | 0 | 0 | 0 | 0 | 0 | 0 | 0 | 0 | 0 | 0 | 0 | 0 | 0 | 0 | 0 | 0 | 0 | 0 | 0 | 0 | 0 | 0 | 0 | 0 | 0 | 0 | 0
Gen_BB016 | MW | SEPD | Consumer Transformation | Dudhope | 0 | 0 | 0 | 0 | 0 | 0 | 0 | 0 | 0 | 0 | 0 | 0 | 0 | 0 | 0 | 0 | 0 | 0 | 0 | 0 | 0 | 0 | 0 | 0 | 0 | 0 | 0 | 0 | 0 | 0 | 0 | 0
Gen_BB017 | MW | SEPD | Consumer Transformation | Dudhope | 0 | 0 | 0 | 0 | 0 | 0 | 0 | 0 | 0 | 0 | 0 | 0 | 0 | 0 | 0 | 0 | 0 | 0 | 0 | 0 | 0 | 0 | 0 | 0 | 0 | 0 | 0 | 0 | 0 | 0 | 0 | 0
Gen_BB018 | MW | SEPD | Consumer Transformation | Dudhope | 0 | 0 | 0 | 0 | 0 | 0 | 0 | 0 | 0 | 0 | 0 | 0 | 0 | 0 | 0 | 0 | 0 | 0 | 0 | 0 | 0 | 0 | 0 | 0 | 0 | 0 | 0 | 0 | 0 | 0 | 0 | 0
Hydrogen electrolysis | MW | SEPD | Consumer Transformation | Dudhope | 0 | 0 | 0 | 0 | 0 | 0 | 0 | 0 | 0 | 0 | 0 | 0 | 0 | 0 | 0 | 0 | 0 | 0 | 0.7 | 0.7 | 0.7 | 1.4 | 1.8 | 2 | 2 | 2 | 2 | 2 | 2 | 2 | 2 | 2
Lct_BB001 | Number | SEPD | Consumer Transformation | Dudhope | 23.5345 | 35.4516 | 59.3027 | 114.609 | 185.0431 | 282.6992 | 523.3979 | 956.1423 | 1388.8464 | 1821.6111 | 2254.3072 | 2687.0497 | 3218.7833 | 4001.9352 | 4864.7892 | 5793.6994 | 6799.1019 | 7825.4583 | 8839.9152 | 9808.5453 | 10709.0083 | 11520.0557 | 12226.3498 | 12802.0992 | 13276.2204 | 13500.4353 | 13615.0987 | 13772.4506 | 13884.5182 | 13908.1665 | 13898.7195 | 13841.9158
Lct_BB003 | Number | SEPD | Consumer Transformation | Dudhope | 0 | 0 | 0 | 0 | 0 | 0 | 0 | 0 | 0 | 0 | 0 | 0 | 0 | 0 | 0 | 0 | 0 | 0 | 0 | 0 | 0 | 0 | 0 | 0 | 0 | 0 | 0 | 0 | 0 | 0 | 0 | 0
Lct_BB005 | Number | SEPD | Consumer Transformation | Dudhope | 20.877 | 152.9599 | 244.2086 | 894.4127 | 2073.2013 | 3315.1449 | 4320.3402 | 5777.1345 | 7403.6685 | 7914.4445 | 8639.8574 | 9417.5354 | 10215.3976 | 11026.3656 | 11835.6729 | 12642.5894 | 13441.6312 | 14057.9535 | 14622.9887 | 15148.1983 | 15629.2208 | 16070.8262 | 16356.0304 | 16643.6219 | 16877.2202 | 17106.0776 | 17330.1949 | 17366.7949 | 17403.3949 | 17439.9949 | 17476.5949 | 17513.1949
Lct_BB006 | Number | SEPD | Consumer Transformation | Dudhope | 0 | 0 | 31.5029 | 62.5989 | 93.2879 | 123.5712 | 153.4461 | 219.7064 | 284.8998 | 315.7803 | 346.1469 | 376.0003 | 480.3883 | 583.631 | 685.727 | 786.6774 | 886.4802 | 981.682 | 1075.7731 | 1168.7575 | 1260.6351 | 1351.4023 | 1382.5902 | 1413.5619 | 1444.3164 | 1474.8532 | 1505.177 | 1505.177 | 1505.177 | 1505.177 | 1505.177 | 1505.177
Lct_BB007 | Number | SEPD | Consumer Transformation | Dudhope | 72.9261 | 90.5499 | 91.5858 | 152.0351 | 289.4735 | 441.4075 | 582.0297 | 726.6888 | 881.6519 | 1049.1896 | 1253.6204 | 1437.0252 | 1531.0022 | 1623.9201 | 1715.7796 | 1806.581 | 1896.3251 | 1941.812 | 1987.218 | 2032.5431 | 2077.7874 | 2122.9509 | 2142.92 | 2175.2918 | 2207.8103 | 2240.4756 | 2273.2876 | 2266.8066 | 2260.3255 | 2253.8445 | 2247.3635 | 2240.8825
Lct_BB008 | Number | SEPD | Consumer Transformation | Dudhope | 0 | 0 | 0.86515 | 1.7191 | 2.5619 | 3.3935 | 4.2139 | 6.0337 | 7.824 | 9.5851 | 11.3168 | 13.0192 | 18.9722 | 24.8598 | 30.6819 | 36.4387 | 42.1301 | 47.5592 | 52.925 | 58.2275 | 63.4669 | 68.643 | 70.4215 | 72.1877 | 73.9415 | 75.6831 | 77.4123 | 77.4123 | 77.4123 | 77.4123 | 77.4123 | 77.4123
Lct_BB010b | MW | SEPD | Consumer Transformation | Dudhope | 0.084 | 0.11952 | 0.22187 | 0.45532 | 0.73623 | 1.1415 | 2.2015 | 3.2543 | 4.3457 | 5.425 | 6.664 | 7.9139 | 9.7918 | 11.7843 | 13.7718 | 15.7703 | 17.8684 | 19.4576 | 20.7891 | 21.6372 | 22.175 | 22.5776 | 22.8524 | 22.8524 | 22.8524 | 22.8524 | 23.045 | 23.045 | 23.045 | 23.045 | 23.045 | 23.045
Lct_BB011b | MW | SEPD | Consumer Transformation | Dudhope | 0.546 | 0.5788 | 0.61194 | 0.70944 | 0.80708 | 0.92586 | 1.1262 | 1.4407 | 1.8255 | 2.0947 | 2.3829 | 2.7263 | 3.0078 | 3.2865 | 3.5559 | 3.7996 | 4.0139 | 4.1873 | 4.3183 | 4.4051 | 4.4599 | 4.4954 | 4.515 | 4.5329 | 4.5576 | 4.594 | 4.5966 | 4.5966 | 4.5966 | 4.5966 | 4.5966 | 4.5966
Lct_BB012b | MW | SEPD | Consumer Transformation | Dudhope | 0.708 | 0.7587 | 0.80969 | 0.92373 | 1.0235 | 1.1412 | 1.2862 | 1.4423 | 1.6172 | 1.7874 | 1.9703 | 2.1553 | 2.4236 | 2.6922 | 2.9471 | 3.1752 | 3.3723 | 3.5263 | 3.6346 | 3.7091 | 3.759 | 3.7872 | 3.7965 | 3.8003 | 3.8043 | 3.8096 | 3.8183 | 3.8183 | 3.8183 | 3.8183 | 3.8183 | 3.8183
Lct_BB013b | MW | SEPD | Consumer Transformation | Dudhope | 0 | 0 | 0 | 0 | 0 | 0 | 0 | 0 | 0 | 0 | 0 | 0 | 0 | 0 | 0 | 0 | 0 | 0 | 0 | 0 | 0 | 0 | 0 | 0 | 0 | 0 | 0 | 0 | 0 | 0 | 0 | 0
Lct_BB014 | Number | SEPD | Consumer Transformation | Dudhope | 101.9834 | 102.7661 | 115.4571 | 131.0836 | 148.2487 | 167.5954 | 189.7891 | 199.4894 | 223.2812 | 249.911 | 279.4034 | 312.9206 | 321.9526 | 362.6818 | 409.3961 | 462.0156 | 521.1211 | 779.3294 | 839.5172 | 905.8125 | 979.6108 | 1060.7361 | 1043.1645 | 1133.1573 | 1227.4782 | 1336.5766 | 1457.1232 | 1642.9129 | 1851.856 | 2087.887 | 2353.47 | 2652.539
Other generation | MW | SEPD | Consumer Transformation | Dudhope | 0 | 0 | 0 | 0 | 0 | 0 | 0 | 0 | 0 | 0 | 0 | 0 | 0 | 0 | 0 | 0 | 0 | 0 | 0 | 0 | 0 | 0 | 0 | 0 | 0 | 0 | 0 | 0 | 0 | 0 | 0 | 0
Srg_BB001 | MW | SEPD | Consumer Transformation | Dudhope | 0 | 0.24872 | 0.27359 | 0.29846 | 0.32333 | 0.3482 | 0.37308 | 0.77102 | 0.7959 | 0.82077 | 0.84564 | 0.87051 | 1.1849 | 1.5112 | 1.8495 | 2.1997 | 2.5618 | 2.7339 | 2.912 | 3.096 | 3.2861 | 3.482 | 3.6686 | 3.8551 | 4.0417 | 4.2282 | 4.4147 | 4.4147 | 4.4147 | 4.4147 | 4.4147 | 4.4147
Srg_BB002 | MW | SEPD | Consumer Transformation | Dudhope | 0 | 0 | 0.00033064 | 0.0006994 | 0.0011339 | 0.0016674 | 0.0023253 | 0.0093323 | 0.015497 | 0.023218 | 0.032514 | 0.043823 | 0.048594 | 0.053604 | 0.058645 | 0.063729 | 0.068978 | 0.078402 | 0.088522 | 0.099403 | 0.11099 | 0.12331 | 0.14524 | 0.16894 | 0.19434 | 0.22139 | 0.24805 | 0.27608 | 0.30548 | 0.33626 | 0.36842 | 0.40197
Data centres (MW) | MW | SEPD | Consumer Transformation | Dumfin GSP | 0 | 0 | 0 | 0 | 0 | 0 | 0 | 0 | 0 | 0 | 0 | 0 | 0 | 0 | 0 | 0 | 0 | 0 | 0 | 0 | 0 | 0 | 0 | 0 | 0 | 0 | 0 | 0 | 0 | 0 | 0 | 0
Dem_BB001a | Number of homes (cumulative) | SEPD | Consumer Transformation | Dumfin GSP | 0 | 0 | 0 | 0 | 0 | 0 | 0 | 0 | 0 | 0 | 0 | 0 | 0 | 0 | 0 | 0 | 0 | 0.049108 | 0.10277 | 0.15005 | 0.1929 | 0.25073 | 0.28281 | 0.30916 | 0.33037 | 0.34723 | 0.36104 | 0.37231 | 0.38144 | 0.38807 | 0.39248 | 0.39457
Dem_BB002b | Floorspace (m2) (cumulative) | SEPD | Consumer Transformation | Dumfin GSP | 0 | 0 | 0 | 0 | 0 | 0 | 0 | 0 | 0 | 0 | 0 | 0 | 0 | 0 | 0 | 0 | 0 | 0 | 0 | 0 | 0 | 0 | 0 | 0 | 0 | 0 | 0 | 0 | 0 | 0 | 0 | 0
Domestic direct electric heating | Number | SEPD | Consumer Transformation | Dumfin GSP | 18.4581 | 18.4581 | 18.4581 | 17.9425 | 17.3511 | 16.5275 | 15.1335 | 14.2255 | 13.3658 | 12.7584 | 12.076 | 11.4278 | 11.3319 | 11.2176 | 11.173 | 11.0284 | 10.8853 | 10.744 | 10.6044 | 10.4665 | 10.3303 | 10.2768 | 10.2219 | 10.1662 | 10.109 | 10.1264 | 10.1401 | 10.1499 | 10.1566 | 10.1597 | 10.1599 | 10.1564
Gas: Hydrogen peaking | MW | SEPD | Consumer Transformation | Dumfin GSP | 0 | 0 | 0 | 0 | 0 | 0 | 0 | 0 | 0 | 0 | 0 | 0 | 0 | 0 | 0 | 0 | 0 | 0 | 0 | 0 | 0 | 0 | 0 | 0 | 0 | 0 | 0 | 0 | 0 | 0 | 0 | 0
Gen_BB001 | MW | SEPD | Consumer Transformation | Dumfin GSP | 0 | 0 | 0 | 0 | 0 | 0 | 0 | 0 | 0 | 0 | 0 | 0 | 0 | 0 | 0 | 0 | 0 | 0 | 0 | 0 | 0 | 0 | 0 | 0 | 0 | 0 | 0 | 0 | 0 | 0 | 0 | 0
Gen_BB004 | MW | SEPD | Consumer Transformation | Dumfin GSP | 0 | 0 | 0 | 0 | 0 | 0 | 0 | 0 | 0 | 0 | 0 | 0 | 0 | 0 | 0 | 0 | 0 | 0 | 0 | 0 | 0 | 0 | 0 | 0 | 0 | 0 | 0 | 0 | 0 | 0 | 0 | 0
Gen_BB005 | MW | SEPD | Consumer Transformation | Dumfin GSP | 0 | 0 | 0 | 0 | 0 | 0 | 0 | 0 | 0 | 0 | 0 | 0 | 0 | 0 | 0 | 0 | 0 | 0 | 0 | 0 | 0 | 0 | 0 | 0 | 0 | 0 | 0 | 0 | 0 | 0 | 0 | 0
Gen_BB006 | MW | SEPD | Consumer Transformation | Dumfin GSP | 0 | 0 | 0 | 0 | 0 | 0 | 0 | 0 | 0 | 0 | 0 | 0 | 0 | 0 | 0 | 0 | 0 | 0 | 0 | 0 | 0 | 0 | 0 | 0 | 0 | 0 | 0 | 0 | 0 | 0 | 0 | 0
Gen_BB008 | MW | SEPD | Consumer Transformation | Dumfin GSP | 0 | 0 | 0 | 0 | 0 | 0 | 0 | 0 | 0 | 0 | 0 | 0 | 0 | 0 | 0 | 0 | 0 | 0 | 0 | 0 | 0 | 0 | 0 | 0 | 0 | 0 | 0 | 0 | 0 | 0 | 0 | 0
Gen_BB010 | MW | SEPD | Consumer Transformation | Dumfin GSP | 0 | 0 | 0 | 0 | 0 | 0 | 0 | 0 | 0 | 0 | 0 | 0 | 0 | 0 | 0 | 0 | 0 | 0 | 0 | 0 | 0 | 0 | 0 | 0 | 0 | 0 | 0 | 0 | 0 | 0 | 0 | 0
Gen_BB011 | MW | SEPD | Consumer Transformation | Dumfin GSP | 0 | 0 | 0 | 0 | 0 | 0 | 0 | 0 | 0 | 0 | 0 | 0 | 0 | 0 | 0 | 0 | 0 | 0 | 0 | 0 | 0 | 0 | 0 | 0 | 0 | 0 | 0 | 0 | 0 | 0 | 0 | 0
Gen_BB012 | MW | SEPD | Consumer Transformation | Dumfin GSP | 0 | 4.6041e-05 | 0.00012924 | 0.00024536 | 0.00039333 | 0.00051812 | 0.00066534 | 0.00082112 | 0.00094618 | 0.0010493 | 0.001144 | 0.0012268 | 0.0013009 | 0.0013652 | 0.0014216 | 0.0014716 | 0.0015161 | 0.0015558 | 0.0015915 | 0.0016236 | 0.0016528 | 0.0016794 | 0.0017042 | 0.0017276 | 0.0017497 | 0.0017679 | 0.0017855 | 0.0018024 | 0.0018186 | 0.0018342 | 0.0018492 | 0.0018638
Gen_BB013 | MW | SEPD | Consumer Transformation | Dumfin GSP | 0.015488 | 0.015491 | 0.015492 | 0.015495 | 0.015497 | 0.015503 | 0.01551 | 0.01552 | 0.015532 | 0.015544 | 0.015558 | 0.015571 | 0.015586 | 0.015603 | 0.01562 | 0.015636 | 0.015649 | 0.015666 | 0.015681 | 0.015699 | 0.015716 | 0.017159 | 0.018606 | 0.020056 | 0.021511 | 0.024406 | 0.027309 | 0.030221 | 0.033141 | 0.036069 | 0.039006 | 0.041951
Gen_BB014 | MW | SEPD | Consumer Transformation | Dumfin GSP | 0 | 0 | 0 | 0 | 0 | 0 | 0 | 0 | 0 | 0 | 0 | 0 | 0 | 0 | 0 | 0 | 0 | 0 | 0 | 0 | 0 | 0 | 0 | 0 | 0 | 0 | 0 | 0 | 0 | 0 | 0 | 0
Gen_BB015 | MW | SEPD | Consumer Transformation | Dumfin GSP | 0 | 0 | 0 | 0 | 0 | 0 | 0 | 0 | 0 | 0 | 0 | 0 | 0 | 0 | 0 | 0 | 0 | 0 | 0 | 0 | 0 | 0 | 0 | 0 | 0 | 0 | 0 | 0 | 0 | 0 | 0 | 0
Gen_BB016 | MW | SEPD | Consumer Transformation | Dumfin GSP | 0 | 0 | 0 | 0 | 0 | 0 | 0 | 0 | 0 | 0 | 0 | 0 | 0 | 0 | 0 | 0 | 0 | 0 | 0 | 0 | 0 | 0 | 0 | 0 | 0 | 0 | 0 | 0 | 0 | 0 | 0 | 0
Gen_BB017 | MW | SEPD | Consumer Transformation | Dumfin GSP | 0 | 0 | 0 | 0 | 0 | 0 | 0 | 0 | 0 | 0 | 0 | 0 | 0 | 0 | 0 | 0 | 0 | 0 | 0 | 0 | 0 | 0 | 0 | 0 | 0 | 0 | 0 | 0 | 0 | 0 | 0 | 0
Gen_BB018 | MW | SEPD | Consumer Transformation | Dumfin GSP | 0 | 0 | 0 | 0 | 0 | 0 | 0 | 0 | 0 | 0 | 0 | 0 | 0 | 0 | 0 | 0 | 0 | 0 | 0 | 0 | 0 | 0 | 0 | 0 | 0 | 0 | 0 | 0 | 0 | 0 | 0 | 0
Hydrogen electrolysis | MW | SEPD | Consumer Transformation | Dumfin GSP | 0 | 0 | 0 | 0 | 0 | 0 | 0 | 0 | 0 | 0 | 0 | 0 | 0 | 0 | 0 | 0 | 0.7 | 0.7 | 0.7 | 0.7 | 1.4 | 1.8 | 2 | 2 | 2 | 2 | 3 | 3 | 3 | 3 | 3 | 3
Lct_BB001 | Number | SEPD | Consumer Transformation | Dumfin GSP | 0.618 | 1.0426 | 1.8848 | 3.7843 | 6.0092 | 9.0438 | 17.8121 | 27.5658 | 37.2979 | 47.0373 | 56.7822 | 66.5301 | 81.0801 | 97.657 | 114.5688 | 131.1352 | 147.2072 | 161.7743 | 174.4206 | 184.9154 | 193.6331 | 200.6206 | 205.8793 | 208.2973 | 209.9249 | 209.9415 | 205.0798 | 204.7404 | 203.8176 | 201.7539 | 199.1932 | 196.1605
Lct_BB003 | Number | SEPD | Consumer Transformation | Dumfin GSP | 0 | 0 | 0 | 0 | 0 | 0 | 0 | 0 | 0 | 0 | 0 | 0 | 0 | 0 | 0 | 0 | 0 | 0 | 0 | 0 | 0 | 0 | 0 | 0 | 0 | 0 | 0 | 0 | 0 | 0 | 0 | 0
Lct_BB005 | Number | SEPD | Consumer Transformation | Dumfin GSP | 15.278 | 15.6507 | 15.7707 | 16.6669 | 20.0672 | 25.7062 | 31.6125 | 36.7221 | 42.0642 | 53.7683 | 67.7369 | 79.6613 | 83.2561 | 86.8337 | 90.369 | 93.851 | 97.2901 | 97.7212 | 98.2572 | 98.8898 | 99.6256 | 101.0363 | 101.8494 | 102.6635 | 104.4474 | 106.858 | 109.2932 | 110.4932 | 111.6932 | 112.8932 | 114.0932 | 115.2932
Lct_BB006 | Number | SEPD | Consumer Transformation | Dumfin GSP | 0 | 0 | 0 | 0 | 0 | 0 | 0 | 0 | 0 | 0 | 0 | 0 | 0 | 0 | 0 | 0 | 0 | 0 | 0 | 0 | 0 | 0 | 0 | 0 | 0 | 0 | 0 | 0 | 0 | 0 | 0 | 0
Lct_BB007 | Number | SEPD | Consumer Transformation | Dumfin GSP | 0 | 0 | 0 | 0 | 0 | 0 | 0 | 0 | 0 | 0 | 0 | 0 | 0 | 0 | 0 | 0 | 0 | 0 | 0 | 0 | 0 | 0 | 0 | 0 | 0 | 0 | 0 | 0 | 0 | 0 | 0 | 0
Lct_BB008 | Number | SEPD | Consumer Transformation | Dumfin GSP | 0 | 0 | 0 | 0 | 0 | 0 | 0 | 0 | 0 | 0 | 0 | 0 | 0 | 0 | 0 | 0 | 0 | 0 | 0 | 0 | 0 | 0 | 0 | 0 | 0 | 0 | 0 | 0 | 0 | 0 | 0 | 0
Lct_BB010b | MW | SEPD | Consumer Transformation | Dumfin GSP | 0.028 | 0.028 | 0.0322 | 0.0364 | 0.0462 | 0.056 | 0.1036 | 0.1554 | 0.1946 | 0.2282 | 0.2688 | 0.3122 | 0.3682 | 0.4732 | 0.5908 | 0.6846 | 0.8148 | 0.8526 | 0.8708 | 0.8904 | 0.8904 | 0.8904 | 0.8904 | 0.8904 | 0.8904 | 0.8904 | 0.8904 | 0.8904 | 0.8904 | 0.8904 | 0.8904 | 0.8904
Lct_BB011b | MW | SEPD | Consumer Transformation | Dumfin GSP | 0 | 0.002 | 0.00425 | 0.00966 | 0.01507 | 0.02141 | 0.02976 | 0.04005 | 0.05187 | 0.06296 | 0.07493 | 0.08845 | 0.10463 | 0.12072 | 0.13588 | 0.14947 | 0.16121 | 0.1705 | 0.17719 | 0.18126 | 0.1834 | 0.18398 | 0.18421 | 0.18442 | 0.18471 | 0.18513 | 0.18516 | 0.18516 | 0.18516 | 0.18516 | 0.18516 | 0.18516
Lct_BB012b | MW | SEPD | Consumer Transformation | Dumfin GSP | 0 | 0.0008 | 0.00181 | 0.00364 | 0.00502 | 0.00661 | 0.00833 | 0.00979 | 0.01135 | 0.01297 | 0.0146 | 0.01594 | 0.01854 | 0.02098 | 0.02311 | 0.02478 | 0.02599 | 0.02663 | 0.02674 | 0.0268 | 0.02685 | 0.02689 | 0.02692 | 0.02693 | 0.02694 | 0.02696 | 0.02699 | 0.02699 | 0.02699 | 0.02699 | 0.02699 | 0.02699
Lct_BB013b | MW | SEPD | Consumer Transformation | Dumfin GSP | 0 | 0.0045 | 0.00903 | 0.01868 | 0.026 | 0.03382 | 0.0481 | 0.07045 | 0.0947 | 0.10641 | 0.11818 | 0.13156 | 0.14712 | 0.16217 | 0.17643 | 0.18893 | 0.19961 | 0.20782 | 0.21359 | 0.21686 | 0.2184 | 0.21918 | 0.21918 | 0.21918 | 0.21918 | 0.21995 | 0.21995 | 0.21995 | 0.21995 | 0.21995 | 0.21995 | 0.21995
Lct_BB014 | Number | SEPD | Consumer Transformation | Dumfin GSP | 0.083407 | 0.084047 | 0.094427 | 0.10721 | 0.12125 | 0.13707 | 0.15522 | 0.13876 | 0.15531 | 0.17384 | 0.19435 | 0.21767 | 0.18434 | 0.20766 | 0.23441 | 0.26454 | 0.29838 | 0.44622 | 0.48068 | 0.51864 | 0.5609 | 0.60735 | 0.6586 | 0.71541 | 0.77496 | 0.84384 | 0.91995 | 1.0372 | 1.1692 | 1.3182 | 1.4859 | 1.6747
Other generation | MW | SEPD | Consumer Transformation | Dumfin GSP | 0 | 0 | 0 | 0 | 0 | 0 | 0 | 0 | 0 | 0 | 0 | 0 | 0 | 0 | 0 | 0 | 0 | 0 | 0 | 0 | 0 | 0 | 0 | 0 | 0 | 0 | 0 | 0 | 0 | 0 | 0 | 0
Srg_BB001 | MW | SEPD | Consumer Transformation | Dumfin GSP | 0 | 0 | 0 | 0 | 0 | 0 | 0 | 0 | 0 | 0 | 0 | 0 | 0 | 0 | 0 | 0 | 0 | 0 | 0 | 0 | 0 | 0 | 0 | 0 | 0 | 0 | 0 | 0 | 0 | 0 | 0 | 0
Srg_BB002 | MW | SEPD | Consumer Transformation | Dumfin GSP | 0 | 0 | 2.9847e-05 | 6.0269e-05 | 9.2125e-05 | 0.0001274 | 0.0001657 | 0.00051957 | 0.00079531 | 0.0011059 | 0.001443 | 0.0018153 | 0.0019586 | 0.0020971 | 0.0022263 | 0.0023476 | 0.0024622 | 0.0026522 | 0.0028417 | 0.0030319 | 0.003222 | 0.0034125 | 0.0037327 | 0.004061 | 0.0043957 | 0.0047384 | 0.005064 | 0.0053943 | 0.0057292 | 0.0060684 | 0.0064117 | 0.006759
Data centres (MW) | MW | SEPD | Consumer Transformation | Dungervan | 0 | 0 | 0 | 0 | 0 | 0 | 0 | 0 | 0 | 0 | 0 | 0 | 0 | 0 | 0 | 0 | 0 | 0 | 0 | 0 | 0 | 0 | 0 | 0 | 0 | 0 | 0 | 0 | 0 | 0 | 0 | 0
Dem_BB001a | Number of homes (cumulative) | SEPD | Consumer Transformation | Dungervan | 0 | 0 | 0 | 0 | 0 | 0 | 0 | 0 | 0 | 0 | 0 | 0 | 0 | 0 | 0 | 0 | 0 | 0.39757 | 0.83198 | 1.2148 | 1.5617 | 1.8782 | 2.0537 | 2.1979 | 2.314 | 2.4062 | 2.4818 | 2.5435 | 2.5934 | 2.6297 | 2.6539 | 2.6653
Dem_BB002b | Floorspace (m2) (cumulative) | SEPD | Consumer Transformation | Dungervan | 0 | 0 | 0 | 0 | 0 | 6675 | 13906.25 | 15018.75 | 16131.25 | 17243.75 | 18356.25 | 19468.75 | 20581.25 | 21693.75 | 22250 | 22250 | 22250 | 22250 | 22250 | 22250 | 22250 | 22250 | 22250 | 22250 | 22250 | 22250 | 22250 | 22250 | 22250 | 22250 | 22250 | 22250
Domestic direct electric heating | Number | SEPD | Consumer Transformation | Dungervan | 1293.2994 | 1293.2972 | 1293.2983 | 1275.1998 | 1254.4376 | 1225.5294 | 1176.5954 | 1144.7186 | 1111.1649 | 1088.7179 | 1063.4968 | 1039.5391 | 1036.2452 | 1032.191 | 1030.8673 | 1026.1449 | 1021.5461 | 1017.1605 | 1012.6334 | 1008.2258 | 1003.9393 | 999.8426 | 995.9321 | 992.1339 | 988.501 | 984.883 | 981.2817 | 977.6848 | 974.1147 | 970.5526 | 967.016 | 963.4849
Gas: Hydrogen peaking | MW | SEPD | Consumer Transformation | Dungervan | 0 | 0 | 0 | 0 | 0 | 0 | 0 | 0 | 0 | 0 | 0 | 0 | 0 | 0 | 0 | 0 | 0 | 0 | 0 | 0 | 0 | 0 | 0 | 0 | 0 | 0 | 0 | 0 | 0 | 0 | 0 | 0
Gen_BB001 | MW | SEPD | Consumer Transformation | Dungervan | 0 | 0 | 0 | 0 | 0 | 0 | 0 | 0 | 0 | 0 | 0 | 0 | 0 | 0 | 0 | 0 | 0 | 0 | 0 | 0 | 0 | 0 | 0 | 0 | 0 | 0 | 0 | 0 | 0 | 0 | 0 | 0
Gen_BB004 | MW | SEPD | Consumer Transformation | Dungervan | 0 | 0 | 0 | 0 | 0 | 0 | 0 | 0 | 0 | 0 | 0 | 0 | 0 | 0 | 0 | 0 | 0 | 0 | 0 | 0 | 0 | 0 | 0 | 0 | 0 | 0 | 0 | 0 | 0 | 0 | 0 | 0
Gen_BB005 | MW | SEPD | Consumer Transformation | Dungervan | 0 | 0 | 0 | 0 | 0 | 0 | 0 | 0 | 0 | 0 | 0 | 0 | 0 | 0 | 0 | 0 | 0 | 0 | 0 | 0 | 0 | 0 | 0 | 0 | 0 | 0 | 0 | 0 | 0 | 0 | 0 | 0
Gen_BB006 | MW | SEPD | Consumer Transformation | Dungervan | 0 | 0 | 0 | 0 | 0 | 0 | 0 | 0 | 0 | 0 | 0 | 0 | 0 | 0 | 0 | 0 | 0 | 0 | 0 | 0 | 0 | 0 | 0 | 0 | 0 | 0 | 0 | 0 | 0 | 0 | 0 | 0
Gen_BB008 | MW | SEPD | Consumer Transformation | Dungervan | 0 | 0 | 0 | 0 | 0 | 0 | 0 | 0 | 0 | 0 | 0 | 0 | 0 | 0 | 0 | 0 | 0 | 0 | 0 | 0 | 0 | 0 | 0 | 0 | 0 | 0 | 0 | 0 | 0 | 0 | 0 | 0
Gen_BB010 | MW | SEPD | Consumer Transformation | Dungervan | 0 | 0 | 0 | 0 | 0 | 0 | 0 | 0 | 0 | 0 | 0 | 0 | 0 | 0 | 0 | 0 | 0 | 0 | 0 | 0 | 0 | 0 | 0 | 0 | 0 | 0 | 0 | 0 | 0 | 0 | 0 | 0
Gen_BB011 | MW | SEPD | Consumer Transformation | Dungervan | 0 | 0 | 0 | 0 | 0 | 0 | 0 | 0 | 0 | 0 | 0 | 0 | 0 | 0 | 0 | 0 | 0 | 0 | 0 | 0 | 0 | 0 | 0 | 0 | 0 | 0 | 0 | 0 | 0 | 0 | 0 | 0
Gen_BB012 | MW | SEPD | Consumer Transformation | Dungervan | 0.01024 | 0.011327 | 0.013511 | 0.017086 | 0.022703 | 0.028571 | 0.037178 | 0.048852 | 0.060749 | 0.07279 | 0.086178 | 0.10024 | 0.11507 | 0.13004 | 0.14516 | 0.16043 | 0.17345 | 0.1863 | 0.19909 | 0.21175 | 0.22435 | 0.2369 | 0.2495 | 0.26209 | 0.27466 | 0.28507 | 0.29548 | 0.30589 | 0.3163 | 0.32672 | 0.33713 | 0.34756
Gen_BB013 | MW | SEPD | Consumer Transformation | Dungervan | 0.35197 | 0.36583 | 0.39205 | 0.43237 | 0.49104 | 0.54849 | 0.62795 | 0.72979 | 0.82913 | 0.92663 | 1.0327 | 1.1423 | 1.2585 | 1.3744 | 1.493 | 1.616 | 1.7163 | 1.8187 | 1.9182 | 2.0186 | 2.1204 | 2.2249 | 2.3326 | 2.4414 | 2.5527 | 2.6487 | 2.7445 | 2.8403 | 2.9361 | 3.032 | 3.1279 | 3.2239
Gen_BB014 | MW | SEPD | Consumer Transformation | Dungervan | 0 | 0 | 0 | 0 | 0 | 0 | 0 | 0 | 0 | 0 | 0 | 0 | 0 | 0 | 0 | 0 | 0 | 0 | 0 | 0 | 0 | 0 | 0 | 0 | 0 | 0 | 0 | 0 | 0 | 0 | 0 | 0
Gen_BB015 | MW | SEPD | Consumer Transformation | Dungervan | 28.5 | 28.5 | 28.5 | 28.5 | 28.5 | 28.5 | 28.5 | 28.5 | 39 | 41.1788 | 43.7405 | 47.264 | 50.5859 | 54.8412 | 62.0483 | 65.612 | 69.278 | 73.1835 | 77.3438 | 81.7748 | 86.1908 | 90.7107 | 95.1499 | 99.2853 | 103.232 | 106.947 | 110.589 | 114.1875 | 117.7225 | 121.4006 | 124.9915 | 128.7189
Gen_BB016 | MW | SEPD | Consumer Transformation | Dungervan | 1.0989 | 1.0989 | 1.1022 | 1.1079 | 1.1177 | 2.059 | 2.0917 | 2.1549 | 2.271 | 2.4614 | 2.7757 | 3.1202 | 3.52 | 3.8968 | 4.928 | 5.4855 | 5.8555 | 6.2241 | 6.8562 | 7.4779 | 8.0889 | 8.6888 | 9.2774 | 9.8545 | 10.4196 | 10.9726 | 11.5131 | 12.059 | 12.6104 | 13.1672 | 13.7296 | 14.2977
Gen_BB017 | MW | SEPD | Consumer Transformation | Dungervan | 0 | 0 | 0 | 0 | 0 | 0 | 0 | 0 | 0 | 0 | 0 | 0 | 0 | 0 | 0 | 0 | 0 | 0 | 0 | 0 | 0 | 0 | 0 | 0 | 0 | 0 | 0 | 0 | 0 | 0 | 0 | 0
Gen_BB018 | MW | SEPD | Consumer Transformation | Dungervan | 2.5187 | 2.5187 | 2.5187 | 2.5187 | 2.5258 | 2.6257 | 2.6558 | 2.7009 | 2.746 | 2.7941 | 2.8392 | 2.8873 | 2.9324 | 2.9776 | 3.0227 | 3.0708 | 3.1159 | 3.1562 | 3.1949 | 3.235 | 3.2709 | 3.3085 | 3.3391 | 3.3657 | 3.3944 | 3.4224 | 3.4526 | 3.4792 | 3.5052 | 3.5337 | 3.5618 | 3.5864
Hydrogen electrolysis | MW | SEPD | Consumer Transformation | Dungervan | 0 | 0 | 0 | 0 | 0 | 0 | 0 | 0 | 0 | 0 | 0 | 0 | 0 | 0 | 0 | 0 | 0 | 0 | 0 | 0 | 0 | 0 | 0 | 0 | 0 | 0 | 0 | 0 | 0 | 0 | 0 | 0
Lct_BB001 | Number | SEPD | Consumer Transformation | Dungervan | 19.9224 | 34.3267 | 62.9926 | 126.7126 | 200.9636 | 301.577 | 527.5914 | 769.1127 | 1010.6 | 1252.0926 | 1493.572 | 1735.0752 | 2120.6616 | 2543.6399 | 2969.419 | 3379.526 | 3768.0395 | 4110.7271 | 4397.58 | 4625.0037 | 4805.4026 | 4942.116 | 5037.1483 | 5059.4037 | 5066.6469 | 5047.6962 | 4894.4272 | 4870.6239 | 4833.7987 | 4770.6993 | 4695.8434 | 4610.8824
Lct_BB003 | Number | SEPD | Consumer Transformation | Dungervan | 0 | 0 | 0 | 0 | 0 | 0 | 0 | 0 | 0 | 0 | 0 | 0 | 0 | 0 | 0 | 0 | 0 | 0 | 0 | 0 | 0 | 0 | 0 | 0 | 0 | 0 | 0 | 0 | 0 | 0 | 0 | 0
Lct_BB005 | Number | SEPD | Consumer Transformation | Dungervan | 297.1253 | 314.8484 | 320.7782 | 365.0673 | 512.7669 | 734.7336 | 988.1937 | 1211.2319 | 1425.1414 | 1755.3706 | 2154.5289 | 2491.2723 | 2591.1933 | 2690.6307 | 2789.5757 | 2888.9879 | 2988.072 | 3005.3584 | 3024.4871 | 3046.9713 | 3072.967 | 3102.5722 | 3116.8063 | 3131.6679 | 3174.3931 | 3217.9073 | 3262.1962 | 3272.3962 | 3282.5962 | 3292.7962 | 3302.9962 | 3313.1962
Lct_BB006 | Number | SEPD | Consumer Transformation | Dungervan | 0 | 0 | 0 | 0 | 0 | 0 | 0 | 0 | 0 | 0 | 0 | 0 | 0 | 0 | 0 | 0 | 0 | 0 | 0 | 0 | 0 | 0 | 0 | 0 | 0 | 0 | 0 | 0 | 0 | 0 | 0 | 0
Lct_BB007 | Number | SEPD | Consumer Transformation | Dungervan | 0 | 0 | 0 | 0 | 0 | 0 | 0 | 0 | 0 | 0 | 0 | 0 | 0 | 0 | 0 | 0 | 0 | 0 | 0 | 0 | 0 | 0 | 0 | 0 | 0 | 0 | 0 | 0 | 0 | 0 | 0 | 0
Lct_BB008 | Number | SEPD | Consumer Transformation | Dungervan | 0 | 0 | 0 | 0 | 0 | 0 | 0 | 0 | 0 | 0 | 0 | 0 | 0 | 0 | 0 | 0 | 0 | 0 | 0 | 0 | 0 | 0 | 0 | 0 | 0 | 0 | 0 | 0 | 0 | 0 | 0 | 0
Lct_BB010b | MW | SEPD | Consumer Transformation | Dungervan | 0.035 | 0.0588 | 0.1904 | 0.5306 | 0.8652 | 1.3384 | 2.443 | 3.6694 | 4.6858 | 5.6756 | 6.6999 | 7.835 | 9.6167 | 11.8354 | 16.0617 | 19.9865 | 21.8264 | 22.5805 | 23.1211 | 23.2689 | 23.5743 | 23.6958 | 23.7398 | 23.7398 | 23.7398 | 23.7398 | 23.7417 | 23.7417 | 23.7417 | 23.7417 | 23.7417 | 23.7417
Lct_BB011b | MW | SEPD | Consumer Transformation | Dungervan | 0.036 | 0.0439 | 0.06206 | 0.09844 | 0.13461 | 0.17781 | 0.24344 | 0.33766 | 0.45047 | 0.53839 | 0.6333 | 0.74329 | 0.84927 | 0.95415 | 1.0549 | 1.1455 | 1.2243 | 1.2874 | 1.3339 | 1.3641 | 1.3816 | 1.3897 | 1.3944 | 1.3986 | 1.4044 | 1.413 | 1.4136 | 1.4136 | 1.4136 | 1.4136 | 1.4136 | 1.4136
Lct_BB012b | MW | SEPD | Consumer Transformation | Dungervan | 0.383 | 0.3949 | 0.40621 | 0.42912 | 0.44614 | 0.4651 | 0.48488 | 0.50502 | 0.52737 | 0.55168 | 0.57724 | 0.60046 | 0.64102 | 0.68073 | 0.71759 | 0.74947 | 0.77579 | 0.79491 | 0.80674 | 0.81608 | 0.82372 | 0.82981 | 0.83449 | 0.83676 | 0.83912 | 0.84224 | 0.84718 | 0.84718 | 0.84718 | 0.84718 | 0.84718 | 0.84718
Lct_BB013b | MW | SEPD | Consumer Transformation | Dungervan | 0 | 0.0036 | 0.00726 | 0.01502 | 0.02091 | 0.0272 | 0.03868 | 0.05666 | 0.07616 | 0.08557 | 0.09504 | 0.1058 | 0.11831 | 0.13041 | 0.14188 | 0.15194 | 0.16053 | 0.16714 | 0.17178 | 0.17442 | 0.17566 | 0.17628 | 0.17628 | 0.17628 | 0.17628 | 0.1769 | 0.1769 | 0.1769 | 0.1769 | 0.1769 | 0.1769 | 0.1769
Lct_BB014 | Number | SEPD | Consumer Transformation | Dungervan | 3.0611 | 3.0845 | 3.4655 | 3.9345 | 4.4497 | 5.0304 | 5.6966 | 5.3824 | 6.0243 | 6.7428 | 7.5386 | 8.4429 | 8.2007 | 9.2382 | 10.4281 | 11.7684 | 13.2739 | 19.8509 | 21.384 | 23.0727 | 24.9525 | 27.0189 | 31.4933 | 34.2102 | 37.0578 | 40.3515 | 43.9908 | 49.5998 | 55.9078 | 63.0336 | 71.0516 | 80.0806
Other generation | MW | SEPD | Consumer Transformation | Dungervan | 0 | 0 | 0 | 0 | 0 | 0 | 0 | 0 | 0 | 0 | 0 | 0 | 0 | 0 | 0 | 0 | 0 | 0 | 0 | 0 | 0 | 0 | 0 | 0 | 0 | 0 | 0 | 0 | 0 | 0 | 0 | 0
Srg_BB001 | MW | SEPD | Consumer Transformation | Dungervan | 0 | 0.05576 | 0.090154 | 0.12573 | 0.16105 | 0.20006 | 0.25614 | 0.67095 | 0.87215 | 1.079 | 1.2834 | 1.5496 | 2.2325 | 2.9257 | 3.6307 | 4.3424 | 5.1145 | 5.6607 | 6.2237 | 6.7963 | 7.388 | 7.9958 | 8.3032 | 8.6132 | 8.9227 | 9.2342 | 9.5457 | 9.6712 | 9.7964 | 9.9213 | 10.0475 | 10.173
Srg_BB002 | MW | SEPD | Consumer Transformation | Dungervan | 0 | 0 | 0.00075533 | 0.0016042 | 0.0026136 | 0.0038616 | 0.0054125 | 0.022052 | 0.036772 | 0.055288 | 0.077664 | 0.10497 | 0.11652 | 0.12868 | 0.14094 | 0.15332 | 0.16566 | 0.18716 | 0.20964 | 0.23326 | 0.25787 | 0.28358 | 0.32854 | 0.3764 | 0.42697 | 0.48025 | 0.53227 | 0.58645 | 0.64281 | 0.70134 | 0.76203 | 0.82489
Data centres (MW) | MW | SEPD | Consumer Transformation | Dunoon | 0 | 0 | 0 | 0 | 0 | 0 | 0 | 0 | 0 | 0 | 0 | 0 | 0 | 0 | 0 | 0 | 0 | 0 | 0 | 0 | 0 | 0 | 0 | 0 | 0 | 0 | 0 | 0 | 0 | 0 | 0 | 0
Dem_BB001a | Number of homes (cumulative) | SEPD | Consumer Transformation | Dunoon | 0 | 13.0964 | 60.3293 | 138.3505 | 231.3868 | 267.3985 | 294.4592 | 315.6218 | 333.7405 | 348.7405 | 365.8441 | 380.8441 | 390.8441 | 393.8441 | 394.8441 | 395.8441 | 395.8441 | 397.2509 | 398.7881 | 400.1425 | 401.37 | 402.4738 | 403.086 | 403.5889 | 403.9938 | 404.3155 | 404.5791 | 404.7942 | 404.9684 | 405.095 | 405.1791 | 405.219
Dem_BB002b | Floorspace (m2) (cumulative) | SEPD | Consumer Transformation | Dunoon | 0 | 0 | 0 | 0 | 0 | 0 | 0 | 0 | 0 | 0 | 0 | 0 | 0 | 0 | 0 | 0 | 0 | 0 | 0 | 0 | 0 | 0 | 0 | 0 | 0 | 0 | 0 | 0 | 0 | 0 | 0 | 0
Domestic direct electric heating | Number | SEPD | Consumer Transformation | Dunoon | 3097.2738 | 3098.6681 | 3103.7495 | 3040.6163 | 2967.65 | 2846.244 | 2638.9241 | 2483.793 | 2338.4389 | 2234.332 | 2124.6492 | 2019.2464 | 1989.7023 | 1965.8072 | 1955.5789 | 1934.7943 | 1916.4401 | 1899.1876 | 1882.9034 | 1867.7234 | 1852.8639 | 1838.4553 | 1824.9588 | 1811.6713 | 1798.5286 | 1786.1009 | 1774.0601 | 1762.282 | 1750.607 | 1739.4051 | 1728.346 | 1717.9218
Gas: Hydrogen peaking | MW | SEPD | Consumer Transformation | Dunoon | 0 | 0 | 0 | 0 | 0 | 0 | 0 | 0 | 0 | 0 | 0 | 0 | 0 | 0 | 0 | 0 | 0 | 0 | 0 | 0 | 0 | 0 | 0 | 0 | 0 | 0 | 0 | 0 | 0 | 0 | 0 | 0
Gen_BB001 | MW | SEPD | Consumer Transformation | Dunoon | 0 | 0 | 0 | 0 | 0 | 0 | 0 | 0 | 0 | 0 | 0 | 0 | 0 | 0 | 0 | 0 | 0 | 0 | 0 | 0 | 0 | 0 | 0 | 0 | 0 | 0 | 0 | 0 | 0 | 0 | 0 | 0
Gen_BB004 | MW | SEPD | Consumer Transformation | Dunoon | 0 | 0 | 0 | 0 | 0 | 0 | 0 | 0 | 0 | 0 | 0 | 0 | 0 | 0 | 0 | 0 | 0 | 0 | 0 | 0 | 0 | 0 | 0 | 0 | 0 | 0 | 0 | 0 | 0 | 0 | 0 | 0
Gen_BB005 | MW | SEPD | Consumer Transformation | Dunoon | 0 | 0 | 0 | 0 | 0 | 0 | 0 | 0 | 0 | 0 | 0 | 0 | 0 | 0 | 0 | 0 | 0 | 0 | 0 | 0 | 0 | 0 | 0 | 0 | 0 | 0 | 0 | 0 | 0 | 0 | 0 | 0
Gen_BB006 | MW | SEPD | Consumer Transformation | Dunoon | 0 | 0 | 0 | 0 | 0 | 0 | 0 | 0 | 0 | 0 | 0 | 0 | 0 | 0 | 0 | 0 | 0 | 0 | 0 | 0 | 0 | 0 | 0 | 0 | 0 | 0 | 0 | 0 | 0 | 0 | 0 | 0
Gen_BB008 | MW | SEPD | Consumer Transformation | Dunoon | 0 | 0 | 0 | 0 | 0 | 0 | 0 | 0 | 0 | 0 | 0 | 0 | 0 | 0 | 0 | 0 | 0 | 0 | 0 | 0 | 0 | 0 | 0 | 0 | 0 | 0 | 0 | 0 | 0 | 0 | 0 | 0
Gen_BB010 | MW | SEPD | Consumer Transformation | Dunoon | 0 | 0 | 0 | 0 | 0 | 0 | 0 | 0 | 0 | 0 | 0 | 0 | 0 | 0 | 0 | 0 | 0 | 0 | 0 | 0 | 0 | 0 | 0 | 0 | 0 | 0 | 0 | 0 | 0 | 0 | 0 | 0
Gen_BB011 | MW | SEPD | Consumer Transformation | Dunoon | 0 | 0 | 0 | 0 | 0 | 0 | 0 | 0 | 0 | 0 | 0 | 0 | 0 | 0 | 0 | 0 | 0 | 0 | 0 | 0 | 0 | 0 | 0 | 0 | 0 | 0 | 0 | 0 | 0 | 0 | 0 | 0
Gen_BB012 | MW | SEPD | Consumer Transformation | Dunoon | 0.29508 | 0.29822 | 0.30415 | 0.31305 | 0.32568 | 0.33768 | 0.35385 | 0.37405 | 0.39329 | 0.41183 | 0.43165 | 0.4518 | 0.47253 | 0.49303 | 0.5134 | 0.5337 | 0.56795 | 0.60243 | 0.6374 | 0.67251 | 0.70792 | 0.74359 | 0.77973 | 0.81604 | 0.85251 | 0.88273 | 0.91306 | 0.94349 | 0.97403 | 1.0047 | 1.0355 | 1.0663
Gen_BB013 | MW | SEPD | Consumer Transformation | Dunoon | 1.0384 | 1.0565 | 1.0986 | 1.1739 | 1.2875 | 1.3777 | 1.4922 | 1.6318 | 1.768 | 1.9009 | 2.0479 | 2.1985 | 2.3573 | 2.5149 | 2.6785 | 2.8499 | 3.1739 | 3.501 | 3.8223 | 4.1476 | 4.4755 | 4.8089 | 5.1578 | 5.5068 | 5.8563 | 6.1577 | 6.4585 | 6.7592 | 7.0599 | 7.3608 | 7.6618 | 7.9631
Gen_BB014 | MW | SEPD | Consumer Transformation | Dunoon | 0 | 0 | 0 | 0 | 0 | 0 | 0 | 0 | 0 | 0 | 0 | 0 | 0 | 0 | 0 | 0 | 0 | 0 | 0 | 0 | 0 | 0 | 0 | 0 | 0 | 0 | 0 | 0 | 0 | 0 | 0 | 0
Gen_BB015 | MW | SEPD | Consumer Transformation | Dunoon | 29 | 29 | 29 | 29 | 29 | 43.5 | 43.5 | 43.5 | 43.5 | 44.2711 | 45.1777 | 46.4247 | 47.6004 | 49.1064 | 50.3298 | 51.5911 | 52.8885 | 54.2707 | 55.7431 | 57.3113 | 58.8741 | 60.4738 | 62.0448 | 63.5084 | 64.9052 | 66.22 | 67.5089 | 68.7824 | 70.0335 | 71.3352 | 72.6061 | 73.9252
Gen_BB016 | MW | SEPD | Consumer Transformation | Dunoon | 0.12348 | 0.12348 | 0.12463 | 0.12665 | 0.13012 | 0.14476 | 0.15631 | 0.17869 | 0.21977 | 0.28715 | 0.3984 | 0.52033 | 0.6618 | 0.79515 | 0.92653 | 1.092 | 1.2229 | 1.3534 | 1.5771 | 1.7971 | 2.0133 | 2.2257 | 2.434 | 2.6382 | 2.8382 | 3.0339 | 3.2252 | 3.4184 | 3.6136 | 3.8106 | 4.0097 | 4.2107
Gen_BB017 | MW | SEPD | Consumer Transformation | Dunoon | 0 | 0 | 0 | 0 | 0 | 0 | 0 | 0 | 0 | 0 | 0 | 0 | 0 | 0 | 0 | 0 | 0 | 0 | 0 | 0 | 0 | 0 | 0 | 0 | 0 | 0 | 0 | 0 | 0 | 0 | 0 | 0
Gen_BB018 | MW | SEPD | Consumer Transformation | Dunoon | 2.59 | 3.5 | 3.85 | 3.85 | 3.8594 | 3.9927 | 4.0327 | 4.0929 | 4.1531 | 4.2172 | 4.2773 | 4.3415 | 4.4016 | 4.4619 | 4.522 | 4.5861 | 4.6463 | 4.7 | 4.7516 | 4.8051 | 4.8529 | 4.9031 | 4.9439 | 4.9794 | 5.0177 | 5.055 | 5.0953 | 5.1308 | 5.1655 | 5.2035 | 5.2409 | 5.2738
Hydrogen electrolysis | MW | SEPD | Consumer Transformation | Dunoon | 0 | 0 | 0 | 0 | 0 | 0 | 0 | 0 | 0 | 0 | 0 | 0 | 0 | 0 | 0 | 0 | 0 | 0 | 0 | 0 | 0 | 0 | 0 | 0 | 0 | 0 | 0 | 0 | 0 | 0 | 0 | 0
Lct_BB001 | Number | SEPD | Consumer Transformation | Dunoon | 37.8604 | 61.3012 | 108.2571 | 214.3604 | 342.4842 | 517.5289 | 985.9623 | 1628.2175 | 2270.415 | 2912.665 | 3554.8082 | 4196.9698 | 5081.2769 | 6204.1926 | 7392.3159 | 8612.5169 | 9865.8559 | 11079.3935 | 12215.5542 | 13243.8666 | 14162.0064 | 14957.4438 | 15620.8009 | 16094.3644 | 16470.7559 | 16621.4535 | 16523.605 | 16616.4748 | 16658.4076 | 16599.8084 | 16501.1516 | 16353.5745
Lct_BB003 | Number | SEPD | Consumer Transformation | Dunoon | 0 | 0 | 0 | 0 | 0 | 0 | 0 | 0 | 0 | 0 | 0 | 0 | 0 | 0 | 0 | 0 | 0 | 0 | 0 | 0 | 0 | 0 | 0 | 0 | 0 | 0 | 0 | 0 | 0 | 0 | 0 | 0
Lct_BB005 | Number | SEPD | Consumer Transformation | Dunoon | 213.8892 | 345.0179 | 402.4562 | 819.8146 | 1824.8197 | 2708.1252 | 3349.9859 | 3988.0158 | 4634.4209 | 5257.3513 | 6031.8419 | 6759.2907 | 7285.0287 | 7811.802 | 8344.502 | 8878.4582 | 9414.1621 | 9792.8416 | 10168.7844 | 10550.4325 | 10936.3535 | 11325.4784 | 11591.8769 | 11859.9908 | 12116.0106 | 12374.4633 | 12633.1115 | 12664.9115 | 12696.7115 | 12728.5115 | 12760.3115 | 12792.1115
Lct_BB006 | Number | SEPD | Consumer Transformation | Dunoon | 0 | 0 | 7.3031 | 14.5125 | 21.6276 | 28.6481 | 35.5746 | 50.9387 | 66.0565 | 81.9212 | 97.5257 | 112.8704 | 166.5107 | 219.5621 | 272.0234 | 323.8964 | 375.1782 | 424.0963 | 472.4452 | 520.2239 | 567.4344 | 614.0743 | 630.0963 | 646.0072 | 661.8086 | 677.4988 | 693.0826 | 693.0826 | 693.0826 | 693.0826 | 693.0826 | 693.0826
Lct_BB007 | Number | SEPD | Consumer Transformation | Dunoon | 27.0166 | 33.5456 | 33.9294 | 56.3238 | 107.2401 | 163.5266 | 215.6223 | 269.2136 | 326.6223 | 388.6893 | 464.4241 | 532.3694 | 567.1847 | 601.6077 | 635.6385 | 669.2774 | 702.5246 | 719.376 | 736.1974 | 752.9888 | 769.7503 | 786.4818 | 793.8797 | 805.8723 | 817.9193 | 830.0207 | 842.1764 | 839.7754 | 837.3744 | 834.9734 | 832.5724 | 830.1714
Lct_BB008 | Number | SEPD | Consumer Transformation | Dunoon | 0 | 0 | 0.32049 | 0.63688 | 0.94911 | 1.2572 | 1.5612 | 2.2353 | 2.8986 | 3.551 | 4.1925 | 4.8232 | 7.0286 | 9.2097 | 11.3666 | 13.4993 | 15.6078 | 17.6191 | 19.607 | 21.5713 | 23.5124 | 25.4299 | 26.0888 | 26.7431 | 27.3928 | 28.038 | 28.6786 | 28.6786 | 28.6786 | 28.6786 | 28.6786 | 28.6786
Lct_BB010b | MW | SEPD | Consumer Transformation | Dunoon | 0.243 | 0.29068 | 0.44034 | 0.85807 | 1.3494 | 2.0951 | 4.0786 | 6.259 | 8.3493 | 10.3945 | 12.5786 | 14.8636 | 18.4217 | 22.536 | 27.8651 | 33.4858 | 38.8211 | 42.6037 | 45.3273 | 46.8611 | 47.7045 | 48.2082 | 48.4271 | 48.4271 | 48.4271 | 48.4271 | 48.5532 | 48.5532 | 48.5532 | 48.5532 | 48.5532 | 48.5532
Lct_BB011b | MW | SEPD | Consumer Transformation | Dunoon | 0 | 0.0173 | 0.04945 | 0.11787 | 0.18627 | 0.26897 | 0.39603 | 0.58125 | 0.80431 | 0.97412 | 1.157 | 1.3706 | 1.5714 | 1.7705 | 1.961 | 2.1329 | 2.2832 | 2.404 | 2.4931 | 2.5505 | 2.5848 | 2.602 | 2.6116 | 2.6203 | 2.6323 | 2.6498 | 2.6511 | 2.6511 | 2.6511 | 2.6511 | 2.6511 | 2.6511
Lct_BB012b | MW | SEPD | Consumer Transformation | Dunoon | 0.132 | 0.1463 | 0.16202 | 0.19226 | 0.21478 | 0.24033 | 0.26747 | 0.29299 | 0.32116 | 0.351 | 0.38185 | 0.40883 | 0.45768 | 0.50493 | 0.54761 | 0.58348 | 0.61208 | 0.63102 | 0.64067 | 0.64806 | 0.65406 | 0.65878 | 0.66235 | 0.66409 | 0.66589 | 0.66826 | 0.67201 | 0.67201 | 0.67201 | 0.67201 | 0.67201 | 0.67201
Lct_BB013b | MW | SEPD | Consumer Transformation | Dunoon | 0 | 0.0131 | 0.02591 | 0.05362 | 0.07464 | 0.09707 | 0.13807 | 0.20223 | 0.27186 | 0.30548 | 0.33926 | 0.37768 | 0.42236 | 0.46557 | 0.50651 | 0.54237 | 0.57302 | 0.5966 | 0.61317 | 0.62256 | 0.62699 | 0.62921 | 0.62921 | 0.62921 | 0.62921 | 0.63143 | 0.63143 | 0.63143 | 0.63143 | 0.63143 | 0.63143 | 0.63143
Lct_BB014 | Number | SEPD | Consumer Transformation | Dunoon | 12.0258 | 12.1181 | 13.6146 | 15.4573 | 17.4814 | 19.7627 | 22.3798 | 25.2481 | 28.2593 | 31.6297 | 35.3623 | 39.6044 | 47.3933 | 53.3888 | 60.2655 | 68.0113 | 76.712 | 114.7218 | 123.5817 | 133.3408 | 144.2043 | 156.1464 | 182.8281 | 198.6005 | 215.1315 | 234.2524 | 255.3797 | 287.9418 | 324.5618 | 365.9293 | 412.4761 | 464.8919
Other generation | MW | SEPD | Consumer Transformation | Dunoon | 0 | 0 | 0 | 0 | 0 | 0 | 0 | 0 | 0 | 0 | 0 | 0 | 0 | 0 | 0 | 0 | 0 | 0 | 0 | 0 | 0 | 0 | 0 | 0 | 0 | 0 | 0 | 0 | 0 | 0 | 0 | 0
Srg_BB001 | MW | SEPD | Consumer Transformation | Dunoon | 0 | 0.18929 | 0.23754 | 0.287 | 0.33619 | 0.40616 | 0.50217 | 1.0922 | 1.175 | 1.2629 | 1.3466 | 1.4947 | 1.7598 | 2.0413 | 2.3381 | 2.6477 | 3.02 | 3.294 | 3.583 | 3.8821 | 4.1972 | 4.5254 | 4.7267 | 4.929 | 5.1302 | 5.3325 | 5.5344 | 5.5689 | 5.6029 | 5.6362 | 5.6703 | 5.7035
Srg_BB002 | MW | SEPD | Consumer Transformation | Dunoon | 0 | 0 | 0.0020935 | 0.0043221 | 0.0068002 | 0.0097002 | 0.013084 | 0.047116 | 0.075738 | 0.1103 | 0.15054 | 0.19809 | 0.21765 | 0.23773 | 0.25757 | 0.27724 | 0.29787 | 0.3354 | 0.37615 | 0.42038 | 0.46785 | 0.51873 | 0.60979 | 0.70878 | 0.8154 | 0.92934 | 1.042 | 1.1609 | 1.2859 | 1.4171 | 1.5546 | 1.6983
Data centres (MW) | MW | SEPD | Consumer Transformation | Dyce | 0 | 0 | 0 | 0 | 0 | 0 | 0 | 0 | 0 | 0 | 0 | 0 | 0 | 0 | 0 | 0 | 0 | 0 | 0 | 0 | 0 | 0 | 0 | 0 | 0 | 0 | 0 | 0 | 0 | 0 | 0 | 0
Dem_BB001a | Number of homes (cumulative) | SEPD | Consumer Transformation | Dyce | 0 | 28.4051 | 52.9236 | 136.2661 | 428.6212 | 773.9559 | 1015.3313 | 1166.6593 | 1318.92 | 1469.291 | 1619.5283 | 1767.0617 | 1904.4839 | 2021.9235 | 2111.9235 | 2204.9235 | 2284.9235 | 2335.2828 | 2377.768 | 2415.0768 | 2445.2629 | 2470.2801 | 2489.8442 | 2505.3077 | 2517.6809 | 2525.9773 | 2531.2203 | 2532.4184 | 2532.579 | 2532.6957 | 2532.7732 | 2532.81
Dem_BB002b | Floorspace (m2) (cumulative) | SEPD | Consumer Transformation | Dyce | 0 | 9005.04 | 24961.1314 | 31839.8429 | 36218.8329 | 42848.1016 | 52894.3155 | 58904.9195 | 66707.2652 | 70427.3005 | 74188.2085 | 80990.8581 | 87584.0709 | 95043.4154 | 102502.4813 | 105211.2687 | 107669.981 | 109253.6183 | 110795.435 | 112295.51 | 113503.8433 | 114420.51 | 114920.51 | 115003.8433 | 115045.51 | 115045.51 | 115045.51 | 115045.51 | 115045.51 | 115045.51 | 115045.51 | 115045.51
Domestic direct electric heating | Number | SEPD | Consumer Transformation | Dyce | 1634.1595 | 1637.1798 | 1639.8816 | 1615.3001 | 1631.8751 | 1654.3949 | 1643.637 | 1564.223 | 1485.9731 | 1430.4034 | 1362.2208 | 1293.2249 | 1224.5554 | 1189.858 | 1170.6295 | 1165.052 | 1158.6657 | 1149.8929 | 1140.5197 | 1131.0795 | 1121.3753 | 1111.6838 | 1102.5691 | 1093.34 | 1083.9053 | 1074.3907 | 1065.1679 | 1055.7109 | 1046.2356 | 1036.8528 | 1027.7448 | 1018.8587
Gas: Hydrogen peaking | MW | SEPD | Consumer Transformation | Dyce | 0 | 0 | 0 | 0 | 0 | 0 | 0 | 0 | 0 | 0 | 0 | 0 | 0 | 0 | 0 | 0 | 0 | 0 | 0 | 0 | 0 | 0 | 0 | 0 | 0 | 0 | 0 | 0 | 0 | 0 | 0 | 0
Gen_BB001 | MW | SEPD | Consumer Transformation | Dyce | 0 | 0 | 0 | 0 | 0 | 0 | 0 | 0 | 0 | 0 | 0 | 0 | 0 | 0 | 0 | 0 | 0 | 0 | 0 | 0 | 0 | 0 | 0 | 0 | 0 | 0 | 0 | 0 | 0 | 0 | 0 | 0
Gen_BB004 | MW | SEPD | Consumer Transformation | Dyce | 0.4 | 0.4 | 0.4 | 0.4 | 0.4 | 0.4 | 0.4 | 0.4 | 0.4 | 0.4 | 0.4 | 0.4 | 0.4 | 0.4 | 0.4 | 0.4 | 0.4 | 0.4 | 0.4 | 0.4 | 0.4 | 0.4 | 0.4 | 0.4 | 0.4 | 0.396 | 0.39204 | 0.3842 | 0.37652 | 0.36522 | 0.35426 | 0.34364
Gen_BB005 | MW | SEPD | Consumer Transformation | Dyce | 0 | 0 | 0 | 0 | 0 | 0 | 0 | 0 | 0 | 0 | 0 | 0 | 0 | 0 | 0 | 0 | 0 | 0 | 0 | 0 | 0 | 0 | 0 | 0 | 0 | 0 | 0 | 0 | 0 | 0 | 0 | 0
Gen_BB006 | MW | SEPD | Consumer Transformation | Dyce | 0 | 0 | 0 | 0 | 0 | 0 | 0 | 0 | 0 | 0 | 0 | 0 | 0 | 0 | 0 | 0 | 0 | 0 | 0 | 0 | 0 | 0 | 0 | 0 | 0 | 0 | 0 | 0 | 0 | 0 | 0 | 0
Gen_BB008 | MW | SEPD | Consumer Transformation | Dyce | 0 | 0 | 0 | 0 | 0 | 0 | 0 | 0 | 0 | 0 | 0 | 0 | 0 | 0 | 0 | 0 | 0 | 0 | 0 | 0 | 0 | 0 | 0 | 0 | 0 | 0 | 0 | 0 | 0 | 0 | 0 | 0
Gen_BB010 | MW | SEPD | Consumer Transformation | Dyce | 0 | 0 | 0 | 0 | 0 | 0 | 0 | 0 | 0 | 0 | 0 | 0 | 0 | 0 | 0 | 0 | 0 | 0 | 0 | 0 | 0 | 0 | 0 | 0 | 0 | 0 | 0 | 0 | 0 | 0 | 0 | 0
Gen_BB011 | MW | SEPD | Consumer Transformation | Dyce | 0 | 0 | 0 | 0 | 0 | 0 | 0 | 0 | 0 | 0 | 0 | 0 | 0 | 0 | 0 | 0 | 0 | 0 | 0 | 0 | 0 | 0 | 0 | 0 | 0 | 0 | 0 | 0 | 0 | 0 | 0 | 0
Gen_BB012 | MW | SEPD | Consumer Transformation | Dyce | 0.29507 | 0.30099 | 0.31268 | 0.33139 | 0.36007 | 0.3894 | 0.43166 | 0.90943 | 1.4655 | 2.0956 | 2.8411 | 3.8042 | 4.9167 | 6.1733 | 7.4494 | 8.785 | 9.9078 | 10.8566 | 11.3783 | 12.5928 | 13.004 | 13.4044 | 13.8 | 14.1996 | 14.918 | 15.6198 | 16.3215 | 16.9613 | 17.5396 | 18.0561 | 18.5112 | 18.9046
Gen_BB013 | MW | SEPD | Consumer Transformation | Dyce | 1.928 | 1.9941 | 2.119 | 2.3312 | 2.7336 | 3.1968 | 3.7282 | 4.3145 | 4.9066 | 5.5046 | 6.1578 | 6.8407 | 7.543 | 8.228 | 8.8961 | 9.5785 | 10.1115 | 10.6036 | 11.0799 | 11.5504 | 12.0135 | 12.4727 | 12.9422 | 13.406 | 13.8661 | 14.2572 | 14.6434 | 15.0254 | 15.4047 | 15.7856 | 16.1667 | 16.5481
Gen_BB014 | MW | SEPD | Consumer Transformation | Dyce | 0 | 0 | 0 | 0 | 0 | 0 | 0 | 0 | 0 | 0 | 0 | 0 | 0 | 0 | 0 | 0 | 0 | 0 | 0 | 0 | 0 | 0 | 0 | 0 | 0 | 0 | 0 | 0 | 0 | 0 | 0 | 0
Gen_BB015 | MW | SEPD | Consumer Transformation | Dyce | 7.5 | 7.5 | 9 | 9 | 9 | 9 | 9 | 9 | 9 | 9.163 | 13.1047 | 13.3684 | 13.617 | 13.9354 | 14.1941 | 14.4608 | 14.7351 | 15.0274 | 15.3387 | 15.6703 | 16.0007 | 16.339 | 16.6712 | 16.9806 | 17.2759 | 17.5539 | 17.8265 | 18.0958 | 18.3603 | 18.6355 | 18.9042 | 19.1832
Gen_BB016 | MW | SEPD | Consumer Transformation | Dyce | 1.0731 | 1.0731 | 1.0734 | 1.0738 | 1.0745 | 1.0776 | 1.08 | 1.0848 | 1.0935 | 1.1077 | 1.1312 | 1.157 | 2.0869 | 2.1151 | 2.1429 | 2.1779 | 2.2056 | 2.2332 | 2.2805 | 2.327 | 2.3727 | 2.4176 | 2.4616 | 2.5048 | 2.5471 | 2.5885 | 2.6289 | 2.6698 | 2.7111 | 2.7527 | 2.7948 | 2.8373
Gen_BB017 | MW | SEPD | Consumer Transformation | Dyce | 0 | 0 | 0 | 0 | 0 | 0 | 0 | 0 | 0 | 0 | 0 | 0 | 0 | 0 | 0 | 0 | 0 | 0 | 0 | 0 | 0 | 0 | 0 | 0 | 0 | 0 | 0 | 0 | 0 | 0 | 0 | 0
Gen_BB018 | MW | SEPD | Consumer Transformation | Dyce | 0 | 0 | 0 | 0 | 0 | 0 | 0 | 0 | 0 | 0 | 0 | 0 | 0 | 0 | 0 | 0 | 0 | 0 | 0 | 0 | 0 | 0 | 0 | 0 | 0 | 0 | 0 | 0 | 0 | 0 | 0 | 0
Hydrogen electrolysis | MW | SEPD | Consumer Transformation | Dyce | 0 | 0 | 0 | 0 | 0 | 0 | 0 | 0 | 0 | 0 | 0 | 0 | 0 | 0 | 0 | 0 | 0 | 0 | 0 | 0.7 | 0.7 | 0.7 | 1.4 | 1.4 | 1.5 | 1.5 | 1.5 | 1.5 | 1.5 | 1.5 | 2 | 2
Lct_BB001 | Number | SEPD | Consumer Transformation | Dyce | 101.2538 | 170.5317 | 311.9166 | 625.701 | 996.0037 | 1498.1824 | 2190.2373 | 2944.6507 | 3702.7586 | 4466.5906 | 5237.0882 | 6015.3911 | 7328.4113 | 8852.7763 | 10422.0952 | 11978.5366 | 13507.8141 | 14919.7192 | 16171.6406 | 17238.7151 | 18144.9753 | 18889.329 | 19470.8146 | 19790.1105 | 20024.3127 | 20086.8684 | 19686.5812 | 19672.3697 | 19604.4214 | 19431.0762 | 19211.376 | 18945.5802
Lct_BB003 | Number | SEPD | Consumer Transformation | Dyce | 2.8848 | 3.3273 | 6.5128 | 12.5499 | 20.1743 | 30.4111 | 51.1341 | 82.7471 | 114.1963 | 143.4989 | 177.7655 | 221.929 | 261.0412 | 297.0752 | 332.1425 | 365.4487 | 396.7526 | 425.2988 | 450.7928 | 472.6389 | 491.478 | 509.2792 | 523.3789 | 535.1259 | 547.1761 | 562.5401 | 572.8377 | 575.8897 | 578.5593 | 580.9325 | 583.043 | 583.8313
Lct_BB005 | Number | SEPD | Consumer Transformation | Dyce | 133.7892 | 151.1633 | 163.8119 | 254.3953 | 443.8771 | 974.5992 | 1469.395 | 1970.03 | 2505.8277 | 3211.3602 | 4048.2908 | 4844.2877 | 5457.0028 | 6059.1828 | 6652.048 | 7251.758 | 7852.6817 | 8279.4246 | 8704.0942 | 9131.6913 | 9559.3352 | 9986.3717 | 10283.6541 | 10580.3467 | 10858.5602 | 11136.4882 | 11414.088 | 11446.488 | 11477.688 | 11509.488 | 11541.288 | 11573.088
Lct_BB006 | Number | SEPD | Consumer Transformation | Dyce | 0 | 0 | 4.388 | 8.7201 | 12.9968 | 17.2162 | 21.3786 | 30.6098 | 39.693 | 55.8715 | 71.7803 | 87.4211 | 142.1149 | 196.207 | 249.6955 | 302.5866 | 354.8752 | 404.7534 | 454.0491 | 502.7649 | 550.9003 | 598.4547 | 614.7941 | 631.0208 | 647.1339 | 663.1331 | 679.0205 | 679.0205 | 679.0205 | 679.0205 | 679.0205 | 679.0205
Lct_BB007 | Number | SEPD | Consumer Transformation | Dyce | 25.1579 | 31.2377 | 31.5951 | 52.4488 | 99.862 | 152.2759 | 200.7875 | 250.6918 | 304.1506 | 361.9475 | 432.4717 | 495.7423 | 528.1624 | 560.217 | 591.9065 | 623.231 | 654.1908 | 669.8828 | 685.5469 | 701.1831 | 716.7914 | 732.3718 | 739.2607 | 750.4282 | 761.6464 | 772.9152 | 784.2346 | 781.9988 | 779.763 | 777.5272 | 775.2914 | 773.0555
Lct_BB008 | Number | SEPD | Consumer Transformation | Dyce | 0 | 0 | 0.29847 | 0.59309 | 0.88383 | 1.1707 | 1.4537 | 2.0815 | 2.6992 | 3.3067 | 3.9041 | 4.4914 | 6.545 | 8.5761 | 10.5846 | 12.5706 | 14.5339 | 16.4068 | 18.2579 | 20.0872 | 21.8947 | 23.6804 | 24.2939 | 24.9032 | 25.5082 | 26.109 | 26.7055 | 26.7055 | 26.7055 | 26.7055 | 26.7055 | 26.7055
Lct_BB010b | MW | SEPD | Consumer Transformation | Dyce | 0.62 | 1.1373 | 1.8312 | 3.3257 | 5.0482 | 7.4878 | 10.63 | 13.7162 | 16.7839 | 20.0862 | 23.2448 | 26.3336 | 33.2547 | 45.3109 | 55.7501 | 61.3814 | 65.217 | 66.9829 | 68.5624 | 69.2557 | 69.5212 | 69.7122 | 69.7906 | 69.7906 | 69.7906 | 69.7906 | 69.8487 | 69.8487 | 69.8487 | 69.8487 | 69.8487 | 69.8487
Lct_BB011b | MW | SEPD | Consumer Transformation | Dyce | 0.051 | 0.107 | 0.17377 | 0.34094 | 0.50644 | 0.70655 | 1.0045 | 1.4234 | 1.9236 | 2.3205 | 2.7479 | 3.2433 | 3.7348 | 4.2215 | 4.6864 | 5.1049 | 5.4695 | 5.7602 | 5.9737 | 6.1099 | 6.1899 | 6.2261 | 6.2456 | 6.2632 | 6.2876 | 6.3235 | 6.3261 | 6.3261 | 6.3261 | 6.3261 | 6.3261 | 6.3261
Lct_BB012b | MW | SEPD | Consumer Transformation | Dyce | 0.652 | 0.7134 | 0.77713 | 0.91752 | 1.0408 | 1.1855 | 1.3648 | 1.5696 | 1.8012 | 2.0278 | 2.2742 | 2.5296 | 2.8907 | 3.2563 | 3.6078 | 3.9282 | 4.2109 | 4.4391 | 4.6088 | 4.7286 | 4.8115 | 4.8619 | 4.8838 | 4.8935 | 4.9036 | 4.917 | 4.9387 | 4.9387 | 4.9387 | 4.9387 | 4.9387 | 4.9387
Lct_BB013b | MW | SEPD | Consumer Transformation | Dyce | 0 | 0 | 0 | 0 | 0 | 0 | 0 | 0 | 0 | 0 | 0 | 0 | 0 | 0 | 0 | 0 | 0 | 0 | 0 | 0 | 0 | 0 | 0 | 0 | 0 | 0 | 0 | 0 | 0 | 0 | 0 | 0
Lct_BB014 | Number | SEPD | Consumer Transformation | Dyce | 20.7971 | 20.9567 | 23.5448 | 26.7314 | 30.2318 | 34.1771 | 38.703 | 46.7454 | 52.3205 | 58.5605 | 65.4713 | 73.3253 | 90.7714 | 102.2546 | 115.4253 | 130.2608 | 146.9251 | 219.7244 | 236.6938 | 255.3851 | 276.1918 | 299.0643 | 348.2688 | 378.3136 | 409.8034 | 446.2267 | 486.4722 | 548.4996 | 618.2569 | 697.0577 | 785.7247 | 885.5713
Other generation | MW | SEPD | Consumer Transformation | Dyce | 0.2 | 0.27 | 0.27 | 0.27 | 0.27 | 0.27 | 0.27 | 0.27 | 0.27 | 0.27 | 0.27 | 0.27 | 0.27 | 0.27 | 0.27 | 0.27 | 0.27 | 0.27 | 0.27 | 0.27 | 0.27 | 0.27 | 0.27 | 0.27 | 0.27 | 0.27 | 0.27 | 0.27 | 0.27 | 0.27 | 0.27 | 0.27
Srg_BB001 | MW | SEPD | Consumer Transformation | Dyce | 0 | 0.28614 | 0.32385 | 0.36194 | 0.39994 | 0.43912 | 0.48368 | 1.0001 | 1.0416 | 1.0838 | 1.1301 | 1.1928 | 1.5611 | 1.9447 | 2.3433 | 2.7562 | 3.1947 | 3.4245 | 3.6632 | 3.9092 | 4.1642 | 4.4277 | 4.6549 | 4.8822 | 5.1091 | 5.3361 | 5.5629 | 5.5699 | 5.5767 | 5.5834 | 5.5902 | 5.5967
Srg_BB002 | MW | SEPD | Consumer Transformation | Dyce | 0 | 0 | 0.0040661 | 0.00857 | 0.013834 | 0.020256 | 0.02812 | 0.11129 | 0.18407 | 0.27486 | 0.38378 | 0.51588 | 0.57146 | 0.62969 | 0.68818 | 0.74706 | 0.80541 | 0.90652 | 1.0117 | 1.1218 | 1.236 | 1.3548 | 1.562 | 1.7817 | 2.0133 | 2.2568 | 2.4939 | 2.7404 | 2.9963 | 3.2616 | 3.5363 | 3.8203
Data centres (MW) | MW | SEPD | Consumer Transformation | Elgin | 0 | 0 | 0 | 0 | 0 | 0 | 0 | 0 | 0 | 0 | 0 | 0 | 0 | 0 | 0 | 0 | 0 | 0 | 0 | 0 | 0 | 0 | 0 | 0 | 0 | 0 | 0 | 0 | 0 | 0 | 0 | 0
Dem_BB001a | Number of homes (cumulative) | SEPD | Consumer Transformation | Elgin | 0 | 257.9888 | 553.2104 | 801.0709 | 1028.957 | 1242.6302 | 1412.6445 | 1574.6306 | 1737.6306 | 1890.6306 | 2042.6306 | 2201.6306 | 2358.6306 | 2507.6306 | 2640.6306 | 2780.6306 | 2918.6306 | 3056.878 | 3189.3337 | 3317.4975 | 3442.4585 | 3540.1459 | 3603.0817 | 3657.8504 | 3705.4694 | 3745.9612 | 3779.3641 | 3805.6928 | 3825.9593 | 3840.1528 | 3849.2814 | 3852.3423
Dem_BB002b | Floorspace (m2) (cumulative) | SEPD | Consumer Transformation | Elgin | 0 | 19242.795 | 34637.031 | 48534.6052 | 73101.2235 | 99536.886 | 124284.5327 | 149127.1842 | 182744.9582 | 218455.3547 | 248338.3737 | 283614.0152 | 306651.765 | 330024.0442 | 342012.2792 | 353057.8917 | 371640.8817 | 379331.2492 | 384928.9942 | 389094.1167 | 391496.6167 | 393214.1167 | 394066.6167 | 394919.1167 | 395719.1167 | 395719.1167 | 395719.1167 | 395719.1167 | 395719.1167 | 395719.1167 | 395719.1167 | 395719.1167
Domestic direct electric heating | Number | SEPD | Consumer Transformation | Elgin | 2835.1683 | 2863.1497 | 2895.1133 | 2920.1122 | 2899.1603 | 2848.4749 | 2749.8669 | 2598.7191 | 2456.2898 | 2351.7074 | 2229.7394 | 2113.7635 | 2024.0269 | 1979.3353 | 1956.7095 | 1948.5147 | 1940.7827 | 1933.3513 | 1924.6489 | 1916.9744 | 1909.2566 | 1899.6538 | 1888.8154 | 1878.1355 | 1866.8827 | 1855.1003 | 1843.3847 | 1831.0506 | 1818.4023 | 1805.3 | 1791.9057 | 1778.2837
Gas: Hydrogen peaking | MW | SEPD | Consumer Transformation | Elgin | 0 | 0 | 0 | 0 | 0 | 0 | 0 | 0 | 0 | 0 | 0 | 0 | 0 | 0 | 0 | 0 | 0 | 0 | 0 | 0 | 0 | 0 | 0 | 0 | 0 | 0 | 0 | 0 | 0 | 0 | 0 | 0
Gen_BB001 | MW | SEPD | Consumer Transformation | Elgin | 0.3 | 0.3 | 0.3 | 0.3 | 0.3 | 0.3 | 0.3 | 0.3 | 0.3 | 0.3 | 0.3 | 0.3 | 0.3 | 0.3 | 0.3 | 0.3 | 0.3 | 0.3 | 0.3 | 0.3 | 0.05 | 0 | 0 | 0 | 0 | 0 | 0 | 0 | 0 | 0 | 0 | 0
Gen_BB004 | MW | SEPD | Consumer Transformation | Elgin | 1.498 | 1.708 | 1.708 | 1.708 | 1.708 | 1.708 | 1.708 | 1.708 | 1.708 | 1.708 | 1.708 | 1.708 | 1.708 | 1.708 | 1.708 | 1.708 | 1.708 | 1.708 | 1.708 | 1.708 | 1.708 | 1.708 | 1.708 | 1.708 | 1.708 | 1.6909 | 1.674 | 1.6405 | 1.6077 | 1.5595 | 1.5127 | 1.4673
Gen_BB005 | MW | SEPD | Consumer Transformation | Elgin | 0 | 0 | 0 | 0 | 0 | 0 | 0 | 0 | 0 | 0 | 0 | 0 | 0 | 0 | 0 | 0 | 0 | 0 | 0 | 0 | 0 | 0 | 0 | 0 | 0 | 0 | 0 | 0 | 0 | 0 | 0 | 0
Gen_BB006 | MW | SEPD | Consumer Transformation | Elgin | 0 | 0 | 0 | 0 | 0 | 0 | 0 | 0 | 0 | 0 | 0 | 0 | 0 | 0 | 0 | 0 | 0 | 0 | 0 | 0 | 0 | 0 | 0 | 0 | 0 | 0 | 0 | 0 | 0 | 0 | 0 | 0
Gen_BB008 | MW | SEPD | Consumer Transformation | Elgin | 0 | 0 | 0 | 0 | 0 | 0 | 0 | 0 | 0 | 0 | 0 | 0 | 0 | 0 | 0 | 0 | 0 | 0 | 0 | 0 | 0 | 0 | 0 | 0 | 0 | 0 | 0 | 0 | 0 | 0 | 0 | 0
Gen_BB010 | MW | SEPD | Consumer Transformation | Elgin | 0 | 0 | 0 | 0 | 0 | 0 | 0 | 0 | 0 | 0 | 0 | 0 | 0 | 0 | 0 | 0 | 0 | 0 | 0 | 0 | 0 | 0 | 0 | 0 | 0 | 0 | 0 | 0 | 0 | 0 | 0 | 0
Gen_BB011 | MW | SEPD | Consumer Transformation | Elgin | 0 | 0 | 0 | 0 | 0 | 0 | 0 | 0 | 0 | 0 | 0 | 0 | 0 | 0 | 0 | 0 | 0 | 0 | 0 | 0 | 0 | 0 | 0 | 0 | 0 | 0 | 0 | 0 | 0 | 0 | 0 | 0
Gen_BB012 | MW | SEPD | Consumer Transformation | Elgin | 0.81465 | 1.0241 | 1.0417 | 1.0677 | 1.1036 | 1.1368 | 1.1805 | 1.5807 | 2.0413 | 2.5601 | 3.1714 | 3.9599 | 4.8694 | 5.8964 | 6.9383 | 8.0283 | 8.9616 | 9.7517 | 10.1901 | 11.1997 | 11.5474 | 11.8863 | 12.2214 | 12.56 | 13.1613 | 13.7474 | 14.3335 | 14.8686 | 15.3531 | 15.7867 | 16.1698 | 16.502
Gen_BB013 | MW | SEPD | Consumer Transformation | Elgin | 3.136 | 3.2002 | 3.336 | 3.5284 | 3.7894 | 4.0667 | 4.3966 | 4.7977 | 5.211 | 5.6266 | 6.0803 | 6.5683 | 7.0889 | 7.6231 | 8.1545 | 8.7089 | 9.364 | 10.0237 | 10.6651 | 11.308 | 11.9509 | 12.5603 | 13.1474 | 13.7262 | 14.297 | 14.7914 | 15.2766 | 15.7521 | 16.2195 | 16.6785 | 17.1307 | 17.5748
Gen_BB014 | MW | SEPD | Consumer Transformation | Elgin | 0 | 0 | 0 | 0 | 0 | 0 | 0 | 0 | 0 | 0 | 0 | 0 | 0 | 0 | 0 | 0 | 0 | 0 | 0 | 0 | 0 | 0 | 0 | 0 | 0 | 0 | 0 | 0 | 0 | 0 | 0 | 0
Gen_BB015 | MW | SEPD | Consumer Transformation | Elgin | 92 | 92 | 92 | 92 | 92 | 92 | 117.3 | 117.3 | 117.3 | 117.5208 | 117.7804 | 118.1375 | 118.4742 | 118.9054 | 139.9558 | 140.3169 | 140.6885 | 141.0843 | 141.5059 | 141.9549 | 142.4025 | 142.8605 | 143.3104 | 143.7295 | 144.1295 | 144.506 | 144.8751 | 145.2398 | 145.598 | 145.9708 | 146.3347 | 146.7125
Gen_BB016 | MW | SEPD | Consumer Transformation | Elgin | 0.035359 | 0.035359 | 0.03569 | 0.036267 | 0.037262 | 0.041454 | 0.04476 | 0.051169 | 0.062932 | 0.082228 | 0.11409 | 0.149 | 0.18951 | 0.2277 | 0.26532 | 0.3127 | 0.35019 | 0.38755 | 0.45161 | 0.51462 | 0.57653 | 0.63734 | 0.69699 | 0.75547 | 0.81274 | 0.86878 | 0.92356 | 0.97889 | 1.0348 | 1.0912 | 1.1482 | 1.2058
Gen_BB017 | MW | SEPD | Consumer Transformation | Elgin | 0 | 0 | 0 | 0 | 0 | 0 | 0 | 0 | 0 | 0 | 0 | 0 | 0 | 0 | 0 | 0 | 0 | 0 | 0 | 0 | 0 | 0 | 0 | 0 | 0 | 0 | 0 | 0 | 0 | 0 | 0 | 0
Gen_BB018 | MW | SEPD | Consumer Transformation | Elgin | 0.048 | 0.048 | 0.048 | 0.048 | 0.048 | 0.048 | 0.048 | 0.048 | 0.048 | 0.048 | 0.048 | 0.048 | 0.048 | 0.048 | 0.048 | 0.048 | 0.048 | 0.048 | 0.048 | 0.048 | 0.048 | 0.048 | 0.048 | 0.048 | 0.048 | 0.048 | 0.048 | 0.048 | 0.048 | 0.048 | 0.048 | 0.048
Hydrogen electrolysis | MW | SEPD | Consumer Transformation | Elgin | 0 | 0 | 0 | 0 | 0 | 0 | 0 | 0 | 0 | 0 | 0 | 0 | 0 | 0 | 0 | 0 | 0 | 0 | 0 | 0 | 0 | 0 | 0.7 | 0.7 | 0.7 | 0.7 | 0.7 | 0.7 | 0.7 | 0.7 | 0.7 | 0.7
Lct_BB001 | Number | SEPD | Consumer Transformation | Elgin | 98.4922 | 164.4432 | 296.4882 | 592.0046 | 942.0878 | 1418.0577 | 2379.8794 | 3514.4767 | 4648.97 | 5783.527 | 6918.06 | 8052.66 | 9786.5753 | 11840.6736 | 13962.5502 | 16077.0113 | 18171.3058 | 20119.3596 | 21862.1527 | 23363.2965 | 24649.8187 | 25717.5843 | 26563.1376 | 27058.3378 | 27427.255 | 27522.9975 | 27067.292 | 27097.4683 | 27049.1012 | 26844.4272 | 26574.4583 | 26234.5772
Lct_BB003 | Number | SEPD | Consumer Transformation | Elgin | 0 | 0 | 0 | 0 | 0 | 0 | 0 | 0 | 0 | 0 | 0 | 0 | 0 | 0 | 0 | 0 | 0 | 0 | 0 | 0 | 0 | 0 | 0 | 0 | 0 | 0 | 0 | 0 | 0 | 0 | 0 | 0
Lct_BB005 | Number | SEPD | Consumer Transformation | Elgin | 202.9692 | 255.2039 | 292.0204 | 480.2772 | 894.2892 | 1614.4359 | 2329.7997 | 3086.5945 | 3884.9211 | 5062.2411 | 6459.3408 | 7770.7588 | 8719.5948 | 9670.3246 | 10617.6984 | 11574.9871 | 12544.9833 | 13242.5308 | 13939.9675 | 14647.1363 | 15361.334 | 16066.7358 | 16554.5954 | 17041.355 | 17508.2074 | 17975.6528 | 18443.774 | 18510.974 | 18574.574 | 18634.574 | 18691.574 | 18744.974
Lct_BB006 | Number | SEPD | Consumer Transformation | Elgin | 0 | 0 | 6.3298 | 12.5781 | 18.7463 | 24.8307 | 30.8357 | 44.1543 | 57.2581 | 81.9709 | 106.2714 | 130.1627 | 213.6958 | 296.3129 | 378.0106 | 458.7896 | 538.6523 | 614.8327 | 690.1268 | 764.5333 | 838.0546 | 910.6846 | 935.6414 | 960.4251 | 985.0364 | 1009.4737 | 1033.7381 | 1033.7381 | 1033.7381 | 1033.7381 | 1033.7381 | 1033.7381
Lct_BB007 | Number | SEPD | Consumer Transformation | Elgin | 86.0033 | 106.7874 | 108.009 | 179.2981 | 341.3821 | 520.5611 | 686.3998 | 856.9993 | 1039.7506 | 1237.3313 | 1478.4208 | 1694.7138 | 1805.543 | 1915.123 | 2023.4548 | 2130.5388 | 2236.3759 | 2290.0196 | 2343.5678 | 2397.0207 | 2450.3783 | 2503.6405 | 2527.1905 | 2565.3672 | 2603.717 | 2642.2398 | 2680.9356 | 2673.2924 | 2665.6492 | 2658.006 | 2650.3628 | 2642.7196
Lct_BB008 | Number | SEPD | Consumer Transformation | Elgin | 0 | 0 | 1.0203 | 2.0274 | 3.0213 | 4.0021 | 4.9697 | 7.1157 | 9.2272 | 11.3041 | 13.3463 | 15.354 | 22.3744 | 29.3177 | 36.1839 | 42.9731 | 49.685 | 56.0875 | 62.4155 | 68.6689 | 74.8478 | 80.9522 | 83.0497 | 85.1326 | 87.201 | 89.2548 | 91.2941 | 91.2941 | 91.2941 | 91.2941 | 91.2941 | 91.2941
Lct_BB010b | MW | SEPD | Consumer Transformation | Elgin | 0.376 | 0.70839 | 1.315 | 2.6835 | 4.3127 | 6.4715 | 10.7958 | 15.275 | 19.4912 | 23.8293 | 28.345 | 32.9395 | 40.6471 | 52.7216 | 65.1927 | 76.8023 | 85.6599 | 91.4625 | 95.5926 | 97.5313 | 98.7488 | 99.3916 | 99.7258 | 99.7258 | 99.7258 | 99.7258 | 99.8328 | 99.8328 | 99.8328 | 99.8328 | 99.8328 | 99.8328
Lct_BB011b | MW | SEPD | Consumer Transformation | Elgin | 0.007 | 0.0788 | 0.15784 | 0.36568 | 0.5718 | 0.8207 | 1.1971 | 1.7336 | 2.3771 | 2.8793 | 3.4194 | 4.0477 | 4.657 | 5.2607 | 5.8379 | 6.3578 | 6.811 | 7.1738 | 7.4408 | 7.612 | 7.7126 | 7.7611 | 7.7873 | 7.8111 | 7.8437 | 7.8918 | 7.8951 | 7.8951 | 7.8951 | 7.8951 | 7.8951 | 7.8951
Lct_BB012b | MW | SEPD | Consumer Transformation | Elgin | 0.433 | 0.5581 | 0.68159 | 0.97464 | 1.2446 | 1.5685 | 1.9834 | 2.439 | 2.9517 | 3.4401 | 3.9682 | 4.5159 | 5.2765 | 6.043 | 6.7764 | 7.4399 | 8.0203 | 8.4827 | 8.8183 | 9.0454 | 9.1923 | 9.2688 | 9.2839 | 9.2889 | 9.294 | 9.3009 | 9.3133 | 9.3133 | 9.3133 | 9.3133 | 9.3133 | 9.3133
Lct_BB013b | MW | SEPD | Consumer Transformation | Elgin | 0 | 0 | 0 | 0 | 0 | 0 | 0 | 0 | 0 | 0 | 0 | 0 | 0 | 0 | 0 | 0 | 0 | 0 | 0 | 0 | 0 | 0 | 0 | 0 | 0 | 0 | 0 | 0 | 0 | 0 | 0 | 0
Lct_BB014 | Number | SEPD | Consumer Transformation | Elgin | 23.3625 | 23.5418 | 26.449 | 30.0288 | 33.961 | 38.3929 | 43.4771 | 62.148 | 69.56 | 77.8562 | 87.0441 | 97.4859 | 134.1344 | 151.1033 | 170.5659 | 192.4886 | 217.1136 | 324.6904 | 349.7663 | 377.3867 | 408.1332 | 441.9322 | 510.9887 | 555.0711 | 601.2737 | 654.715 | 713.7641 | 804.7722 | 907.1219 | 1022.7405 | 1152.8349 | 1299.3323
Other generation | MW | SEPD | Consumer Transformation | Elgin | 0 | 0.06 | 0.06 | 8.06 | 8.06 | 8.06 | 8.06 | 8.06 | 8.06 | 8.06 | 8.06 | 8.06 | 8.06 | 8.06 | 8.06 | 8.06 | 8.06 | 8.06 | 8.06 | 8.06 | 8.06 | 8.06 | 8.06 | 8.06 | 8.06 | 8.06 | 8.06 | 8.06 | 8.06 | 8.06 | 8.06 | 8.06
Srg_BB001 | MW | SEPD | Consumer Transformation | Elgin | 0 | 0.30668 | 0.43175 | 0.56072 | 0.68881 | 0.82903 | 1.07 | 2.3358 | 2.5369 | 2.7465 | 2.9399 | 3.282 | 3.7294 | 4.2051 | 4.7197 | 5.2539 | 5.9225 | 6.4532 | 7.0058 | 7.5659 | 8.1496 | 8.7498 | 9.0962 | 9.4425 | 9.784 | 10.1253 | 10.4636 | 10.5249 | 10.5843 | 10.6416 | 10.6993 | 10.7547
Srg_BB002 | MW | SEPD | Consumer Transformation | Elgin | 0 | 0 | 0.0062462 | 0.012821 | 0.020022 | 0.028339 | 0.037886 | 0.13217 | 0.21025 | 0.3033 | 0.41029 | 0.53529 | 0.58615 | 0.63791 | 0.6886 | 0.73849 | 0.78843 | 0.87575 | 0.96736 | 1.0639 | 1.1647 | 1.2703 | 1.4554 | 1.6528 | 1.8619 | 2.0824 | 2.298 | 2.5228 | 2.757 | 3.0005 | 3.2532 | 3.5152
Data centres (MW) | MW | SEPD | Consumer Transformation | Fasnakyle | 0 | 0 | 0 | 0 | 0 | 0 | 0 | 0 | 0 | 0 | 0 | 0 | 0 | 0 | 0 | 0 | 0 | 0 | 0 | 0 | 0 | 0 | 0 | 0 | 0 | 0 | 0 | 0 | 0 | 0 | 0 | 0
Dem_BB001a | Number of homes (cumulative) | SEPD | Consumer Transformation | Fasnakyle | 0 | 0 | 0 | 0 | 0 | 0 | 0 | 0 | 0 | 0 | 0 | 0 | 0 | 0 | 0 | 0 | 0 | 0.0092426 | 0.019342 | 0.028241 | 0.036305 | 0.050446 | 0.058288 | 0.064731 | 0.069919 | 0.07404 | 0.077417 | 0.080171 | 0.082404 | 0.084026 | 0.085103 | 0.085614
Dem_BB002b | Floorspace (m2) (cumulative) | SEPD | Consumer Transformation | Fasnakyle | 0 | 0 | 0 | 0 | 0 | 0 | 0 | 0 | 0 | 0 | 0 | 0 | 0 | 0 | 0 | 0 | 0 | 0 | 0 | 0 | 0 | 0 | 0 | 0 | 0 | 0 | 0 | 0 | 0 | 0 | 0 | 0
Domestic direct electric heating | Number | SEPD | Consumer Transformation | Fasnakyle | 78.7547 | 78.7545 | 78.7546 | 77.7142 | 76.5206 | 74.8588 | 72.0457 | 70.2132 | 68.0829 | 66.7252 | 65.1997 | 63.7507 | 63.5362 | 63.2806 | 63.1811 | 62.8577 | 62.5379 | 62.222 | 61.9099 | 61.6017 | 61.2973 | 60.9961 | 60.6984 | 60.405 | 60.1147 | 59.828 | 59.5448 | 59.2645 | 58.988 | 58.7144 | 58.4447 | 58.1779
Gas: Hydrogen peaking | MW | SEPD | Consumer Transformation | Fasnakyle | 0 | 0 | 0 | 0 | 0 | 0 | 0 | 0 | 0 | 0 | 0 | 0 | 0 | 0 | 0 | 0 | 0 | 0 | 0 | 0 | 0 | 0 | 0 | 0 | 0 | 0 | 0 | 0 | 0 | 0 | 0 | 0
Gen_BB001 | MW | SEPD | Consumer Transformation | Fasnakyle | 0 | 0 | 0 | 0 | 0 | 0 | 0 | 0 | 0 | 0 | 0 | 0 | 0 | 0 | 0 | 0 | 0 | 0 | 0 | 0 | 0 | 0 | 0 | 0 | 0 | 0 | 0 | 0 | 0 | 0 | 0 | 0
Gen_BB004 | MW | SEPD | Consumer Transformation | Fasnakyle | 0 | 0 | 0 | 0 | 0 | 0 | 0 | 0 | 0 | 0 | 0 | 0 | 0 | 0 | 0 | 0 | 0 | 0 | 0 | 0 | 0 | 0 | 0 | 0 | 0 | 0 | 0 | 0 | 0 | 0 | 0 | 0
Gen_BB005 | MW | SEPD | Consumer Transformation | Fasnakyle | 0 | 0 | 0 | 0 | 0 | 0 | 0 | 0 | 0 | 0 | 0 | 0 | 0 | 0 | 0 | 0 | 0 | 0 | 0 | 0 | 0 | 0 | 0 | 0 | 0 | 0 | 0 | 0 | 0 | 0 | 0 | 0
Gen_BB006 | MW | SEPD | Consumer Transformation | Fasnakyle | 0 | 0 | 0 | 0 | 0 | 0 | 0 | 0 | 0 | 0 | 0 | 0 | 0 | 0 | 0 | 0 | 0 | 0 | 0 | 0 | 0 | 0 | 0 | 0 | 0 | 0 | 0 | 0 | 0 | 0 | 0 | 0
Gen_BB008 | MW | SEPD | Consumer Transformation | Fasnakyle | 0 | 0 | 0 | 0 | 0 | 0 | 0 | 0 | 0 | 0 | 0 | 0 | 0 | 0 | 0 | 0 | 0 | 0 | 0 | 0 | 0 | 0 | 0 | 0 | 0 | 0 | 0 | 0 | 0 | 0 | 0 | 0
Gen_BB010 | MW | SEPD | Consumer Transformation | Fasnakyle | 0 | 0 | 0 | 0 | 0 | 0 | 0 | 0 | 0 | 0 | 0 | 0 | 0 | 0 | 0 | 0 | 0 | 0 | 0 | 0 | 0 | 0 | 0 | 0 | 0 | 0 | 0 | 0 | 0 | 0 | 0 | 0
Gen_BB011 | MW | SEPD | Consumer Transformation | Fasnakyle | 0 | 0 | 0 | 0 | 0 | 0 | 0 | 0 | 0 | 0 | 0 | 0 | 0 | 0 | 0 | 0 | 0 | 0 | 0 | 0 | 0 | 0 | 0 | 0 | 0 | 0 | 0 | 0 | 0 | 0 | 0 | 0
Gen_BB012 | MW | SEPD | Consumer Transformation | Fasnakyle | 0 | 0.00012595 | 0.00035413 | 0.00067394 | 0.0010843 | 0.0014332 | 0.0018493 | 0.0022963 | 0.0026618 | 0.0029688 | 0.0032569 | 0.0035151 | 0.0037518 | 0.0039626 | 0.004153 | 0.0043266 | 0.0051559 | 0.0059976 | 0.006857 | 0.0077254 | 0.008605 | 0.0094951 | 0.010399 | 0.011308 | 0.012223 | 0.01298 | 0.013743 | 0.014509 | 0.015279 | 0.016053 | 0.016831 | 0.017611
Gen_BB013 | MW | SEPD | Consumer Transformation | Fasnakyle | 0.042333 | 0.042377 | 0.042448 | 0.04256 | 0.042718 | 0.042885 | 0.04311 | 0.043402 | 0.043694 | 0.043981 | 0.044293 | 0.044613 | 0.044951 | 0.04529 | 0.045631 | 0.045969 | 0.053218 | 0.060391 | 0.067564 | 0.074696 | 0.081818 | 0.088939 | 0.096083 | 0.10317 | 0.11023 | 0.116 | 0.12176 | 0.12751 | 0.13326 | 0.139 | 0.14475 | 0.15048
Gen_BB014 | MW | SEPD | Consumer Transformation | Fasnakyle | 0 | 0 | 0 | 0 | 0 | 0 | 0 | 0 | 0 | 0 | 0 | 0 | 0 | 0 | 0 | 0 | 0 | 0 | 0 | 0 | 0 | 0 | 0 | 0 | 0 | 0 | 0 | 0 | 0 | 0 | 0 | 0
Gen_BB015 | MW | SEPD | Consumer Transformation | Fasnakyle | 0 | 0 | 0 | 0 | 0 | 0 | 0 | 0 | 0 | 0.33929 | 0.73819 | 1.2869 | 1.8041 | 2.4668 | 3.0051 | 3.56 | 4.1309 | 4.7391 | 5.3869 | 6.0769 | 6.7646 | 7.4684 | 8.1597 | 8.8036 | 9.4182 | 9.9967 | 10.5638 | 11.1242 | 11.6746 | 12.2474 | 12.8066 | 13.387
Gen_BB016 | MW | SEPD | Consumer Transformation | Fasnakyle | 0.85433 | 0.85433 | 0.85484 | 0.85573 | 0.85725 | 0.86369 | 0.86877 | 0.87862 | 0.8967 | 0.92635 | 0.9753 | 1.0289 | 1.0912 | 1.1499 | 1.2077 | 1.9805 | 2.1381 | 2.1955 | 2.2939 | 2.3907 | 2.4859 | 2.5793 | 2.6709 | 2.7608 | 2.8488 | 2.9349 | 3.0191 | 3.1041 | 3.1899 | 3.2767 | 3.3642 | 3.4527
Gen_BB017 | MW | SEPD | Consumer Transformation | Fasnakyle | 0 | 0 | 0 | 0 | 0 | 0 | 0 | 0 | 0 | 0 | 0 | 0 | 0 | 0 | 0 | 0 | 0 | 0 | 0 | 0 | 0 | 0 | 0 | 0 | 0 | 0 | 0 | 0 | 0 | 0 | 0 | 0
Gen_BB018 | MW | SEPD | Consumer Transformation | Fasnakyle | 35.2 | 35.25 | 35.25 | 35.25 | 35.25 | 35.25 | 35.25 | 35.25 | 35.25 | 35.25 | 35.25 | 35.25 | 35.25 | 35.25 | 35.25 | 35.25 | 35.25 | 35.25 | 35.25 | 35.25 | 35.25 | 35.25 | 35.25 | 35.25 | 35.25 | 35.25 | 35.25 | 35.25 | 35.25 | 35.25 | 35.25 | 35.25
Hydrogen electrolysis | MW | SEPD | Consumer Transformation | Fasnakyle | 0 | 0 | 0 | 0 | 0 | 0 | 0 | 0 | 0 | 0 | 0 | 0 | 0 | 0 | 0 | 0 | 0 | 0 | 0 | 0 | 0 | 0 | 0 | 0 | 0 | 0 | 0 | 0 | 0 | 0 | 0 | 0
Lct_BB001 | Number | SEPD | Consumer Transformation | Fasnakyle | 1.7805 | 3.0428 | 5.6002 | 11.2263 | 17.8337 | 26.7458 | 43.5249 | 61.1532 | 78.7699 | 96.4064 | 114.0309 | 131.654 | 160.7628 | 192.831 | 225.1907 | 256.3427 | 285.8626 | 311.9759 | 333.8479 | 351.2218 | 365.0316 | 375.5273 | 382.8524 | 384.6559 | 385.3125 | 383.9325 | 372.3814 | 370.6318 | 367.8787 | 363.1217 | 357.4747 | 351.0454
Lct_BB003 | Number | SEPD | Consumer Transformation | Fasnakyle | 0 | 0 | 0 | 0 | 0 | 0 | 0 | 0 | 0 | 0 | 0 | 0 | 0 | 0 | 0 | 0 | 0 | 0 | 0 | 0 | 0 | 0 | 0 | 0 | 0 | 0 | 0 | 0 | 0 | 0 | 0 | 0
Lct_BB005 | Number | SEPD | Consumer Transformation | Fasnakyle | 11.916 | 12.9197 | 13.2541 | 15.7519 | 23.8704 | 35.8526 | 49.91 | 62.6624 | 76.244 | 99.7952 | 128.0473 | 152.2011 | 159.4581 | 166.681 | 173.8366 | 180.8834 | 187.8628 | 188.7178 | 189.7969 | 191.0717 | 192.5681 | 194.2174 | 194.6478 | 195.0804 | 197.4946 | 199.9604 | 202.4946 | 202.4946 | 202.4946 | 202.4946 | 202.4946 | 202.4946
Lct_BB006 | Number | SEPD | Consumer Transformation | Fasnakyle | 0 | 0 | 0 | 0 | 0 | 0 | 0 | 0 | 0 | 0 | 0 | 0 | 0 | 0 | 0 | 0 | 0 | 0 | 0 | 0 | 0 | 0 | 0 | 0 | 0 | 0 | 0 | 0 | 0 | 0 | 0 | 0
Lct_BB007 | Number | SEPD | Consumer Transformation | Fasnakyle | 0 | 0 | 0 | 0 | 0 | 0 | 0 | 0 | 0 | 0 | 0 | 0 | 0 | 0 | 0 | 0 | 0 | 0 | 0 | 0 | 0 | 0 | 0 | 0 | 0 | 0 | 0 | 0 | 0 | 0 | 0 | 0
Lct_BB008 | Number | SEPD | Consumer Transformation | Fasnakyle | 0 | 0 | 0 | 0 | 0 | 0 | 0 | 0 | 0 | 0 | 0 | 0 | 0 | 0 | 0 | 0 | 0 | 0 | 0 | 0 | 0 | 0 | 0 | 0 | 0 | 0 | 0 | 0 | 0 | 0 | 0 | 0
Lct_BB010b | MW | SEPD | Consumer Transformation | Fasnakyle | 0.021 | 0.0238 | 0.0322 | 0.056 | 0.091 | 0.1358 | 0.2282 | 0.3066 | 0.3766 | 0.4508 | 0.5264 | 0.6062 | 0.7462 | 0.945 | 1.4154 | 1.6296 | 1.6982 | 1.6982 | 1.6982 | 1.6982 | 1.6982 | 1.6982 | 1.6982 | 1.6982 | 1.6982 | 1.6982 | 1.6982 | 1.6982 | 1.6982 | 1.6982 | 1.6982 | 1.6982
Lct_BB011b | MW | SEPD | Consumer Transformation | Fasnakyle | 0 | 0 | 0.00128 | 0.00286 | 0.00441 | 0.0063 | 0.00865 | 0.0111 | 0.01383 | 0.01683 | 0.0201 | 0.02367 | 0.02852 | 0.03333 | 0.03788 | 0.04197 | 0.04551 | 0.04823 | 0.05012 | 0.05128 | 0.05185 | 0.05185 | 0.05185 | 0.05185 | 0.05185 | 0.05185 | 0.05185 | 0.05185 | 0.05185 | 0.05185 | 0.05185 | 0.05185
Lct_BB012b | MW | SEPD | Consumer Transformation | Fasnakyle | 0 | 0.0003 | 0.00059 | 0.00119 | 0.00166 | 0.00219 | 0.00277 | 0.00325 | 0.00376 | 0.00429 | 0.00482 | 0.00524 | 0.00608 | 0.00686 | 0.00755 | 0.00808 | 0.00845 | 0.00864 | 0.00865 | 0.00865 | 0.00865 | 0.00865 | 0.00865 | 0.00865 | 0.00865 | 0.00865 | 0.00865 | 0.00865 | 0.00865 | 0.00865 | 0.00865 | 0.00865
Lct_BB013b | MW | SEPD | Consumer Transformation | Fasnakyle | 0 | 0 | 0 | 0 | 0 | 0 | 0 | 0 | 0 | 0 | 0 | 0 | 0 | 0 | 0 | 0 | 0 | 0 | 0 | 0 | 0 | 0 | 0 | 0 | 0 | 0 | 0 | 0 | 0 | 0 | 0 | 0
Lct_BB014 | Number | SEPD | Consumer Transformation | Fasnakyle | 0.15847 | 0.15969 | 0.17941 | 0.20369 | 0.23037 | 0.26043 | 0.29492 | 0.26365 | 0.2951 | 0.33029 | 0.36927 | 0.41357 | 0.35025 | 0.39456 | 0.44537 | 0.50262 | 0.56692 | 0.84782 | 0.9133 | 0.98542 | 1.0657 | 1.154 | 1.2513 | 1.3593 | 1.4724 | 1.6033 | 1.7479 | 1.9708 | 2.2214 | 2.5045 | 2.8231 | 3.1819
Other generation | MW | SEPD | Consumer Transformation | Fasnakyle | 0 | 0 | 0 | 0 | 0 | 0 | 0 | 0 | 0 | 0 | 0 | 0 | 0 | 0 | 0 | 0 | 0 | 0 | 0 | 0 | 0 | 0 | 0 | 0 | 0 | 0 | 0 | 0 | 0 | 0 | 0 | 0
Srg_BB001 | MW | SEPD | Consumer Transformation | Fasnakyle | 0 | 0 | 0 | 0 | 0 | 0 | 0 | 0 | 0 | 0.00050537 | 0.0014987 | 0.0047839 | 0.0056594 | 0.0071105 | 0.0091093 | 0.011572 | 0.017717 | 0.02775 | 0.039617 | 0.052886 | 0.0683 | 0.085689 | 0.091827 | 0.09841 | 0.10513 | 0.1122 | 0.11944 | 0.12373 | 0.12807 | 0.13244 | 0.13702 | 0.1416
Srg_BB002 | MW | SEPD | Consumer Transformation | Fasnakyle | 0 | 0 | 8.1781e-05 | 0.00016534 | 0.00025316 | 0.00035073 | 0.0004572 | 0.0014468 | 0.0022225 | 0.0031013 | 0.004061 | 0.0051276 | 0.005541 | 0.0059431 | 0.0063204 | 0.006677 | 0.0070669 | 0.0077994 | 0.0086156 | 0.0095209 | 0.01051 | 0.011587 | 0.013541 | 0.01569 | 0.018028 | 0.020544 | 0.023051 | 0.025709 | 0.028523 | 0.031492 | 0.034616 | 0.037898
Data centres (MW) | MW | SEPD | Consumer Transformation | Fiddes | 0 | 0 | 0 | 0 | 0 | 0 | 0 | 0 | 0 | 0 | 0 | 0 | 0 | 0 | 0 | 0 | 0 | 0 | 0 | 0 | 0 | 0 | 0 | 0 | 0 | 0 | 0 | 0 | 0 | 0 | 0 | 0
Dem_BB001a | Number of homes (cumulative) | SEPD | Consumer Transformation | Fiddes | 0 | 94.8026 | 215.6985 | 338.4496 | 434.211 | 527.9556 | 606.7337 | 666.4729 | 724.1566 | 782.9311 | 841.5956 | 890.5125 | 931.1632 | 964.1632 | 992.1632 | 1022.1632 | 1045.1632 | 1062.2919 | 1080.5252 | 1095.6119 | 1107.5968 | 1117.4628 | 1124.9431 | 1130.3376 | 1134.6553 | 1137.9077 | 1141.1145 | 1142.2832 | 1143.4199 | 1144.5192 | 1145.5852 | 1145.6165
Dem_BB002b | Floorspace (m2) (cumulative) | SEPD | Consumer Transformation | Fiddes | 0 | 1.629 | 4.9496 | 8.7158 | 12.007 | 15.5329 | 4819.2933 | 5227.937 | 5637.2057 | 6047.0993 | 6457.618 | 6868.7616 | 7278.7312 | 7687.0254 | 8091.235 | 8095.21 | 8098.56 | 8101.285 | 8103.385 | 8104.86 | 8105.71 | 8106.06 | 8106.06 | 8106.06 | 8106.06 | 8106.06 | 8106.06 | 8106.06 | 8106.06 | 8106.06 | 8106.06 | 8106.06
Domestic direct electric heating | Number | SEPD | Consumer Transformation | Fiddes | 1063.1881 | 1073.4509 | 1086.5178 | 1098.0232 | 1087.936 | 1065.9401 | 1024.137 | 956.0419 | 892.618 | 846.6842 | 795.5721 | 746.5671 | 706.5387 | 685.6831 | 674.8858 | 669.866 | 664.6455 | 659.634 | 654.8015 | 649.8679 | 644.8259 | 639.8519 | 635.3876 | 630.8823 | 626.7659 | 622.7277 | 618.9068 | 614.8892 | 611.3623 | 607.8524 | 604.3309 | 600.6776
Gas: Hydrogen peaking | MW | SEPD | Consumer Transformation | Fiddes | 0 | 0 | 0 | 0 | 0 | 0 | 0 | 0 | 0 | 0 | 0 | 0 | 0 | 0 | 0 | 0 | 0 | 0 | 0 | 0 | 0 | 0 | 0 | 0 | 0 | 0 | 0 | 0 | 0 | 0 | 0 | 0
Gen_BB001 | MW | SEPD | Consumer Transformation | Fiddes | 0.1 | 0.1 | 0.1 | 0.1 | 0.1 | 0.1 | 0.1 | 0.1 | 0.1 | 0.1 | 0.1 | 0.1 | 0.1 | 0.1 | 0.1 | 0.1 | 0.1 | 0.1 | 0.1 | 0.1 | 0.05 | 0 | 0 | 0 | 0 | 0 | 0 | 0 | 0 | 0 | 0 | 0
Gen_BB004 | MW | SEPD | Consumer Transformation | Fiddes | 0.14 | 0.14 | 0.14 | 0.24866 | 0.44944 | 0.55645 | 0.66322 | 0.77811 | 0.89174 | 1.0053 | 1.2021 | 1.3972 | 1.6003 | 1.8035 | 2.0117 | 2.2191 | 2.4315 | 2.5499 | 2.6691 | 2.7889 | 2.906 | 3.0192 | 3.1263 | 3.2353 | 3.3366 | 3.4026 | 3.4703 | 3.5013 | 3.5397 | 3.5404 | 3.5437 | 3.5469
Gen_BB005 | MW | SEPD | Consumer Transformation | Fiddes | 0 | 0 | 0 | 0 | 0 | 0 | 0 | 0 | 0 | 0 | 0 | 0 | 0 | 0 | 0 | 0 | 0 | 0 | 0 | 0 | 0 | 0 | 0 | 0 | 0 | 0 | 0 | 0 | 0 | 0 | 0 | 0
Gen_BB006 | MW | SEPD | Consumer Transformation | Fiddes | 0 | 0 | 0 | 0 | 0 | 0 | 0 | 0 | 0 | 0 | 0 | 0 | 0 | 0 | 0 | 0 | 0 | 0 | 0 | 0 | 0 | 0 | 0 | 0 | 0 | 0 | 0 | 0 | 0 | 0 | 0 | 0
Gen_BB008 | MW | SEPD | Consumer Transformation | Fiddes | 0 | 0 | 0 | 0 | 0 | 0 | 0 | 0 | 0 | 0 | 0 | 0 | 0 | 0 | 0 | 0 | 0 | 0 | 0 | 0 | 0 | 0 | 0 | 0 | 0 | 0 | 0 | 0 | 0 | 0 | 0 | 0
Gen_BB010 | MW | SEPD | Consumer Transformation | Fiddes | 0.05 | 0.05 | 0.05 | 0.05 | 0.05 | 0.05 | 0.05 | 0.05 | 0.05 | 0.05 | 0.05 | 0.05 | 0.05 | 0.05 | 0.05 | 0.05 | 0.05 | 0.05 | 0.05 | 0.05 | 0.05 | 0.05 | 0.05 | 0.05 | 0.05 | 0.05 | 0.05 | 0.05 | 0.05 | 2.05 | 2.05 | 2.05
Gen_BB011 | MW | SEPD | Consumer Transformation | Fiddes | 0 | 0 | 0 | 0 | 0 | 0 | 0 | 0 | 0 | 0 | 0 | 0 | 0 | 0 | 0 | 0 | 0 | 0 | 0 | 0 | 0 | 0 | 0 | 0 | 0 | 0 | 0 | 0 | 0 | 0 | 0 | 0
Gen_BB012 | MW | SEPD | Consumer Transformation | Fiddes | 0.6825 | 0.68715 | 0.69607 | 0.70975 | 0.72963 | 0.74903 | 0.77584 | 0.81016 | 0.84359 | 0.87634 | 0.91182 | 0.94833 | 0.98622 | 1.024 | 1.0617 | 1.0995 | 1.134 | 1.1679 | 1.2016 | 1.2349 | 1.268 | 1.3009 | 1.3339 | 1.3668 | 1.3997 | 1.4269 | 1.4541 | 1.4812 | 1.5084 | 1.5356 | 1.5628 | 1.5899
Gen_BB013 | MW | SEPD | Consumer Transformation | Fiddes | 1.5334 | 1.5758 | 1.664 | 1.8002 | 1.9812 | 2.17 | 2.4106 | 2.6966 | 2.9814 | 3.2692 | 3.5834 | 3.8997 | 4.2199 | 4.5435 | 4.87 | 5.204 | 5.5009 | 5.7918 | 6.0798 | 6.3669 | 6.6509 | 6.9344 | 7.2274 | 7.5182 | 7.8084 | 8.0575 | 8.3106 | 8.5608 | 8.8112 | 9.0618 | 9.3125 | 9.562
Gen_BB014 | MW | SEPD | Consumer Transformation | Fiddes | 0 | 0 | 0 | 0 | 0 | 0 | 0 | 0 | 0 | 0 | 0 | 0 | 0 | 0 | 0 | 0 | 0 | 0 | 0 | 0 | 0 | 0 | 0 | 0 | 0 | 0 | 0 | 0 | 0 | 0 | 0 | 0
Gen_BB015 | MW | SEPD | Consumer Transformation | Fiddes | 160.09 | 160.09 | 160.09 | 197.09 | 197.09 | 197.09 | 197.09 | 197.09 | 197.09 | 197.8792 | 200.0071 | 208.0334 | 214.2266 | 224.618 | 266.3702 | 288.2111 | 289.539 | 290.9536 | 300.8106 | 302.4156 | 304.0152 | 305.6524 | 307.2603 | 308.7582 | 310.1878 | 311.5335 | 312.8527 | 314.1561 | 315.4366 | 316.7689 | 318.0696 | 319.4197
Gen_BB016 | MW | SEPD | Consumer Transformation | Fiddes | 12.7764 | 12.8264 | 12.8276 | 12.8296 | 12.8332 | 12.8482 | 12.86 | 12.8829 | 12.9249 | 12.9939 | 13.1078 | 13.2826 | 14.2273 | 14.4638 | 15.3983 | 20.2176 | 23.3016 | 26.2852 | 26.9641 | 27.1893 | 27.4106 | 27.6279 | 27.8412 | 28.0502 | 28.2549 | 28.4552 | 28.651 | 28.8487 | 29.0484 | 29.2501 | 29.4538 | 29.6596
Gen_BB017 | MW | SEPD | Consumer Transformation | Fiddes | 0 | 0 | 0 | 0 | 0 | 0 | 0 | 0 | 0 | 0 | 0 | 0 | 0 | 0 | 0 | 0 | 0 | 0 | 0 | 0 | 0 | 0 | 0 | 0 | 0 | 0 | 0 | 0 | 0 | 0 | 0 | 0
Gen_BB018 | MW | SEPD | Consumer Transformation | Fiddes | 0.011 | 0.011 | 0.011 | 0.011 | 0.011 | 0.011 | 0.011 | 0.011 | 0.011 | 0.011 | 0.011 | 0.011 | 0.011 | 0.011 | 0.011 | 0.011 | 0.011 | 0.011 | 0.011 | 0.011 | 0.011 | 0.011 | 0.011 | 0.011 | 0.011 | 0.011 | 0.011 | 0.011 | 0.011 | 0.011 | 0.011 | 0.011
Hydrogen electrolysis | MW | SEPD | Consumer Transformation | Fiddes | 0 | 0 | 0 | 0 | 0 | 0 | 0 | 0 | 0 | 0 | 0 | 0 | 0 | 0 | 0 | 0 | 0 | 0 | 0 | 0 | 0 | 0 | 0 | 0 | 0 | 0 | 0 | 0 | 0 | 0 | 0 | 0
Lct_BB001 | Number | SEPD | Consumer Transformation | Fiddes | 68.4917 | 114.8412 | 213.2174 | 428.2751 | 683.821 | 1030.5457 | 1528.8801 | 2097.0788 | 2672.9245 | 3260.2962 | 3861.0538 | 4479.8916 | 5474.7729 | 6655.8826 | 7893.7671 | 9149.2221 | 10412.8715 | 11615.401 | 12719.4965 | 13698.0338 | 14557.3853 | 15288.572 | 15885.3874 | 16278.0053 | 16587.0072 | 16725.5226 | 16488.7801 | 16508.3138 | 16483.7137 | 16375.9465 | 16230.5163 | 16046.0306
Lct_BB003 | Number | SEPD | Consumer Transformation | Fiddes | 3.3956 | 3.8381 | 12.5267 | 27.6685 | 45.9039 | 70.3219 | 123.5751 | 203.5457 | 303.1824 | 375.5145 | 468.057 | 586.9015 | 677.5571 | 767.239 | 855.5893 | 939.6876 | 1018.9102 | 1090.9537 | 1155.1022 | 1209.4764 | 1256.1182 | 1300.3983 | 1335.0274 | 1364.588 | 1395.4746 | 1434.2643 | 1459.6861 | 1467.3881 | 1474.1017 | 1480.051 | 1485.3252 | 1487.2269
Lct_BB005 | Number | SEPD | Consumer Transformation | Fiddes | 88.6511 | 110.5372 | 127.3233 | 218.423 | 403.7157 | 737.9609 | 1080.316 | 1452.3777 | 1857.188 | 2378.189 | 3001.277 | 3579.3086 | 3986.0385 | 4393.87 | 4803.3055 | 5217.0694 | 5628.7902 | 5912.0104 | 6194.2892 | 6480.5604 | 6768.6473 | 7060.7739 | 7265.0691 | 7469.5981 | 7666.7773 | 7865.7525 | 8067.8691 | 8094.8691 | 8121.8691 | 8148.8691 | 8175.8691 | 8202.2691
Lct_BB006 | Number | SEPD | Consumer Transformation | Fiddes | 0 | 0 | 3.6748 | 7.3024 | 10.8812 | 14.4122 | 17.8956 | 25.6229 | 33.2257 | 44.4525 | 55.4932 | 66.3468 | 104.2968 | 141.83 | 178.9455 | 215.6437 | 251.9255 | 286.5344 | 320.7405 | 354.5438 | 387.9442 | 420.9405 | 432.2774 | 443.5359 | 454.7166 | 465.8175 | 476.8416 | 476.8416 | 476.8416 | 476.8416 | 476.8416 | 476.8416
Lct_BB007 | Number | SEPD | Consumer Transformation | Fiddes | 17.8523 | 22.1666 | 22.4202 | 37.2181 | 70.863 | 108.0564 | 142.4807 | 177.8932 | 215.8281 | 256.8413 | 306.8859 | 351.7833 | 374.7889 | 397.5351 | 420.0223 | 442.2504 | 464.2197 | 475.3549 | 486.4702 | 497.5658 | 508.6417 | 519.6977 | 524.5861 | 532.5108 | 540.4713 | 548.4678 | 556.5002 | 554.9136 | 553.3271 | 551.7406 | 550.154 | 548.5675
Lct_BB008 | Number | SEPD | Consumer Transformation | Fiddes | 0 | 0 | 0.21177 | 0.4208 | 0.6271 | 0.8307 | 1.0315 | 1.477 | 1.9153 | 2.3464 | 2.7703 | 3.1871 | 4.6444 | 6.0857 | 7.5109 | 8.9201 | 10.3134 | 11.6424 | 12.9559 | 14.254 | 15.5365 | 16.8036 | 17.239 | 17.6714 | 18.1007 | 18.5271 | 18.9504 | 18.9504 | 18.9504 | 18.9504 | 18.9504 | 18.9504
Lct_BB010b | MW | SEPD | Consumer Transformation | Fiddes | 0.553 | 0.84583 | 1.3017 | 2.2821 | 3.4391 | 5.0316 | 7.2377 | 9.3509 | 11.38 | 13.6147 | 15.8629 | 18.045 | 23.1338 | 31.2402 | 37.8622 | 41.8196 | 44.4134 | 46.2114 | 47.482 | 48.185 | 48.5739 | 48.82 | 48.9782 | 48.9782 | 48.9782 | 48.9782 | 49.0447 | 49.0447 | 49.0447 | 49.0447 | 49.0447 | 49.0447
Lct_BB011b | MW | SEPD | Consumer Transformation | Fiddes | 0.014 | 0.0404 | 0.07418 | 0.1571 | 0.23993 | 0.33969 | 0.48958 | 0.70262 | 0.95814 | 1.1579 | 1.3731 | 1.6226 | 1.8665 | 2.1082 | 2.3393 | 2.5474 | 2.7291 | 2.874 | 2.981 | 3.0495 | 3.0891 | 3.1077 | 3.1179 | 3.1272 | 3.14 | 3.1589 | 3.1603 | 3.1603 | 3.1603 | 3.1603 | 3.1603 | 3.1603
Lct_BB012b | MW | SEPD | Consumer Transformation | Fiddes | 0.402 | 0.4278 | 0.45509 | 0.50917 | 0.55093 | 0.59822 | 0.65025 | 0.70403 | 0.76397 | 0.82667 | 0.89299 | 0.95567 | 1.0583 | 1.1599 | 1.2543 | 1.3368 | 1.4061 | 1.4576 | 1.4909 | 1.5158 | 1.5348 | 1.5487 | 1.5579 | 1.5622 | 1.5668 | 1.5729 | 1.5824 | 1.5824 | 1.5824 | 1.5824 | 1.5824 | 1.5824
Lct_BB013b | MW | SEPD | Consumer Transformation | Fiddes | 0 | 0.0082 | 0.01639 | 0.03391 | 0.04721 | 0.06141 | 0.08734 | 0.12792 | 0.17196 | 0.19322 | 0.21459 | 0.23888 | 0.26714 | 0.29447 | 0.32036 | 0.34305 | 0.36244 | 0.37735 | 0.38784 | 0.39378 | 0.39658 | 0.39799 | 0.39799 | 0.39799 | 0.39799 | 0.3994 | 0.3994 | 0.3994 | 0.3994 | 0.3994 | 0.3994 | 0.3994
Lct_BB014 | Number | SEPD | Consumer Transformation | Fiddes | 17.9766 | 18.1145 | 20.3516 | 23.1061 | 26.1317 | 29.542 | 33.454 | 38.6708 | 43.2828 | 48.4449 | 54.162 | 60.6592 | 72.8411 | 82.056 | 92.625 | 104.53 | 117.9025 | 176.3216 | 189.939 | 204.9381 | 221.6348 | 239.9892 | 280.1531 | 304.3216 | 329.6525 | 358.952 | 391.3261 | 441.2219 | 497.3358 | 560.7245 | 632.0497 | 712.3679
Other generation | MW | SEPD | Consumer Transformation | Fiddes | 0.045 | 0.045 | 0.045 | 0.045 | 0.045 | 0.045 | 0.045 | 0.045 | 0.045 | 0.045 | 0.045 | 0.045 | 0.045 | 0.045 | 0.045 | 0.045 | 0.045 | 0.045 | 0.045 | 0.045 | 0.045 | 0.045 | 0.045 | 0.045 | 0.045 | 0.045 | 0.045 | 0.045 | 0.045 | 0.045 | 0.045 | 0.045
Srg_BB001 | MW | SEPD | Consumer Transformation | Fiddes | 0 | 0.068966 | 0.23774 | 0.45213 | 0.66468 | 0.90283 | 1.2589 | 2.654 | 2.9427 | 3.2451 | 3.5222 | 4.063 | 4.2548 | 4.4785 | 4.7511 | 5.0495 | 5.5853 | 6.2563 | 6.9764 | 7.6966 | 8.4516 | 9.2275 | 9.5137 | 9.7997 | 10.076 | 10.3517 | 10.6214 | 10.7445 | 10.8639 | 10.979 | 11.095 | 11.2063
Srg_BB002 | MW | SEPD | Consumer Transformation | Fiddes | 0 | 0 | 0.0031341 | 0.0065123 | 0.01033 | 0.014859 | 0.020233 | 0.075249 | 0.1222 | 0.17957 | 0.24715 | 0.32781 | 0.36128 | 0.39593 | 0.43038 | 0.46476 | 0.4989 | 0.55818 | 0.61997 | 0.68471 | 0.75202 | 0.82217 | 0.94457 | 1.0746 | 1.2118 | 1.3561 | 1.4968 | 1.6432 | 1.7952 | 1.953 | 2.1164 | 2.2855
Data centres (MW) | MW | SEPD | Consumer Transformation | Fort Augustus | 0 | 0 | 0 | 0 | 0 | 0 | 0 | 0 | 0 | 0 | 0 | 0 | 0 | 0 | 0 | 0 | 0 | 0 | 0 | 0 | 0 | 0 | 0 | 0 | 0 | 0 | 0 | 0 | 0 | 0 | 0 | 0
Dem_BB001a | Number of homes (cumulative) | SEPD | Consumer Transformation | Fort Augustus | 0 | 9 | 34 | 54 | 72 | 83 | 88 | 91 | 94 | 97 | 100 | 103 | 105 | 106 | 106 | 106 | 106 | 106.2612 | 106.5466 | 106.7981 | 107.026 | 107.2592 | 107.3885 | 107.4947 | 107.5803 | 107.6482 | 107.7039 | 107.7493 | 107.7861 | 107.8129 | 107.8306 | 107.8391
Dem_BB002b | Floorspace (m2) (cumulative) | SEPD | Consumer Transformation | Fort Augustus | 0 | 0 | 0 | 3180 | 4195 | 4522.5 | 4850 | 5177.5 | 5505 | 5832.5 | 6160 | 6487.5 | 6550 | 6550 | 6550 | 6550 | 6550 | 6550 | 6550 | 6550 | 6550 | 6550 | 6550 | 6550 | 6550 | 6550 | 6550 | 6550 | 6550 | 6550 | 6550 | 6550
Domestic direct electric heating | Number | SEPD | Consumer Transformation | Fort Augustus | 529.133 | 530.1043 | 532.8049 | 529.5218 | 522.6184 | 509.9298 | 486.9187 | 465.539 | 444.4636 | 429.7674 | 413.4104 | 397.6922 | 391.288 | 386.9194 | 384.8811 | 381.8299 | 378.9958 | 376.2799 | 373.5842 | 370.901 | 368.2476 | 365.7014 | 363.3364 | 361.0735 | 358.8145 | 356.567 | 354.3325 | 352.1016 | 349.891 | 347.6868 | 345.4995 | 343.3151
Gas: Hydrogen peaking | MW | SEPD | Consumer Transformation | Fort Augustus | 0 | 0 | 0 | 0 | 0 | 0 | 0 | 0 | 0 | 0 | 0 | 0 | 0 | 0 | 0 | 0 | 0 | 0 | 0 | 0 | 0 | 0 | 0 | 0 | 0 | 0 | 0 | 0 | 0 | 0 | 0 | 0
Gen_BB001 | MW | SEPD | Consumer Transformation | Fort Augustus | 0 | 0 | 0 | 0 | 0 | 0 | 0 | 0 | 0 | 0 | 0 | 0 | 0 | 0 | 0 | 0 | 0 | 0 | 0 | 0 | 0 | 0 | 0 | 0 | 0 | 0 | 0 | 0 | 0 | 0 | 0 | 0
Gen_BB004 | MW | SEPD | Consumer Transformation | Fort Augustus | 0 | 0 | 0 | 0 | 0 | 0 | 0 | 0 | 0 | 0 | 0 | 0 | 0 | 0 | 0 | 0 | 0 | 0 | 0 | 0 | 0 | 0 | 0 | 0 | 0 | 0 | 0 | 0 | 0 | 0 | 0 | 0
Gen_BB005 | MW | SEPD | Consumer Transformation | Fort Augustus | 0 | 0 | 0 | 0 | 0 | 0 | 0 | 0 | 0 | 0 | 0 | 0 | 0 | 0 | 0 | 0 | 0 | 0 | 0 | 0 | 0 | 0 | 0 | 0 | 0 | 0 | 0 | 0 | 0 | 0 | 0 | 0
Gen_BB006 | MW | SEPD | Consumer Transformation | Fort Augustus | 0 | 0 | 0 | 0 | 0 | 0 | 0 | 0 | 0 | 0 | 0 | 0 | 0 | 0 | 0 | 0 | 0 | 0 | 0 | 0 | 0 | 0 | 0 | 0 | 0 | 0 | 0 | 0 | 0 | 0 | 0 | 0
Gen_BB008 | MW | SEPD | Consumer Transformation | Fort Augustus | 0 | 0 | 0 | 0 | 0 | 0 | 0 | 0 | 0 | 0 | 0 | 0 | 0 | 0 | 0 | 0 | 0 | 0 | 0 | 0 | 0 | 0 | 0 | 0 | 0 | 0 | 0 | 0 | 0 | 0 | 0 | 0
Gen_BB010 | MW | SEPD | Consumer Transformation | Fort Augustus | 0 | 0 | 0 | 0 | 0 | 0 | 0 | 0 | 0 | 0 | 0 | 0 | 0 | 0 | 0 | 0 | 0 | 0 | 0 | 0 | 0 | 0 | 0 | 0 | 0 | 0 | 0 | 0 | 0 | 0 | 0 | 0
Gen_BB011 | MW | SEPD | Consumer Transformation | Fort Augustus | 0 | 0 | 0 | 0 | 0 | 0 | 0 | 0 | 0 | 0 | 0 | 0 | 0 | 0 | 0 | 0 | 0 | 0 | 0 | 0 | 0 | 0 | 0 | 0 | 0 | 0 | 0 | 0 | 0 | 0 | 0 | 0
Gen_BB012 | MW | SEPD | Consumer Transformation | Fort Augustus | 0.01092 | 0.011836 | 0.013533 | 0.016004 | 0.01936 | 0.022409 | 0.026335 | 0.030987 | 0.035214 | 0.039132 | 0.043184 | 0.047186 | 0.051203 | 0.055097 | 0.0589 | 0.062636 | 0.068449 | 0.074254 | 0.080098 | 0.08593 | 0.091777 | 0.097642 | 0.10356 | 0.1095 | 0.11545 | 0.12037 | 0.12531 | 0.13026 | 0.13522 | 0.14019 | 0.14517 | 0.15017
Gen_BB013 | MW | SEPD | Consumer Transformation | Fort Augustus | 0.30534 | 0.30902 | 0.31977 | 0.33454 | 0.35434 | 0.37204 | 0.39113 | 0.41353 | 0.43582 | 0.45807 | 0.48232 | 0.50758 | 0.53252 | 0.55748 | 0.58385 | 0.61033 | 0.66184 | 0.71436 | 0.76688 | 0.81916 | 0.87137 | 0.92497 | 0.9816 | 1.0395 | 1.0973 | 1.1473 | 1.1972 | 1.2471 | 1.297 | 1.347 | 1.397 | 1.447
Gen_BB014 | MW | SEPD | Consumer Transformation | Fort Augustus | 0 | 0 | 0 | 0 | 0 | 0 | 0 | 0 | 0 | 0 | 0 | 0 | 0 | 0 | 0 | 0 | 0 | 0 | 0 | 0 | 0 | 0 | 0 | 0 | 0 | 0 | 0 | 0 | 0 | 0 | 0 | 0
Gen_BB015 | MW | SEPD | Consumer Transformation | Fort Augustus | 11.5 | 11.5 | 11.5 | 11.5 | 11.5 | 11.5 | 11.5 | 11.5 | 11.5 | 12.3807 | 13.4163 | 14.8406 | 16.1834 | 17.9035 | 19.3009 | 20.7415 | 28.7484 | 30.3271 | 32.0089 | 33.8 | 35.5851 | 37.4122 | 39.2066 | 40.8782 | 42.4736 | 43.9754 | 45.4476 | 46.9022 | 48.3311 | 49.8179 | 51.2695 | 52.7762
Gen_BB016 | MW | SEPD | Consumer Transformation | Fort Augustus | 0.14104 | 0.14104 | 0.14235 | 0.14466 | 0.14863 | 0.16535 | 0.17853 | 0.2041 | 0.25102 | 0.32798 | 0.45505 | 0.59431 | 0.7559 | 0.90821 | 1.0583 | 1.2473 | 1.3968 | 1.5458 | 1.8013 | 2.0526 | 2.2996 | 2.5421 | 2.7801 | 3.0133 | 3.2418 | 3.4653 | 3.6838 | 3.9045 | 4.1273 | 4.3524 | 4.5798 | 4.8094
Gen_BB017 | MW | SEPD | Consumer Transformation | Fort Augustus | 0 | 0 | 0 | 0 | 0 | 0 | 0 | 0 | 0 | 0 | 0 | 0 | 0 | 0 | 0 | 0 | 0 | 0 | 0 | 0 | 0 | 0 | 0 | 0 | 0 | 0 | 0 | 0 | 0 | 0 | 0 | 0
Gen_BB018 | MW | SEPD | Consumer Transformation | Fort Augustus | 6.734 | 8.233 | 8.233 | 8.233 | 8.2461 | 8.4321 | 8.4879 | 8.5719 | 8.6559 | 8.7454 | 8.8293 | 8.9188 | 9.0028 | 9.0868 | 9.1706 | 9.2602 | 9.3442 | 9.4192 | 9.4911 | 9.5658 | 9.6325 | 9.7026 | 9.7594 | 9.809 | 9.8624 | 9.9145 | 9.9707 | 10.0202 | 10.0686 | 10.1217 | 10.1739 | 10.2197
Hydrogen electrolysis | MW | SEPD | Consumer Transformation | Fort Augustus | 0 | 0 | 0 | 0 | 0 | 0 | 0 | 0 | 0 | 0 | 0 | 0 | 0 | 0 | 0 | 0 | 0 | 0 | 0 | 0 | 0 | 0 | 0 | 0 | 0 | 0 | 0 | 0 | 0 | 0 | 0 | 0
Lct_BB001 | Number | SEPD | Consumer Transformation | Fort Augustus | 10.5634 | 17.9451 | 32.6247 | 65.5035 | 104.0462 | 156.3304 | 254.4052 | 360.1399 | 465.8526 | 571.6241 | 677.345 | 783.09 | 954.6882 | 1147.9961 | 1344.1261 | 1535.0101 | 1718.4882 | 1883.1104 | 2024.0952 | 2139.2812 | 2233.3513 | 2307.2614 | 2361.5618 | 2382.682 | 2395.4792 | 2392.1058 | 2330.2555 | 2323.4827 | 2310.3689 | 2284.4216 | 2252.8652 | 2216.0428
Lct_BB003 | Number | SEPD | Consumer Transformation | Fort Augustus | 0 | 0 | 0 | 0 | 0 | 0 | 0 | 0 | 0 | 0 | 0 | 0 | 0 | 0 | 0 | 0 | 0 | 0 | 0 | 0 | 0 | 0 | 0 | 0 | 0 | 0 | 0 | 0 | 0 | 0 | 0 | 0
Lct_BB005 | Number | SEPD | Consumer Transformation | Fort Augustus | 82.5771 | 90.633 | 94.6448 | 117.2266 | 185.788 | 292.6886 | 410.9266 | 517.7304 | 631.7632 | 778.8621 | 958.5481 | 1113.7987 | 1160.243 | 1206.7834 | 1252.6735 | 1298.1105 | 1344.4443 | 1353.0381 | 1363.1448 | 1374.6038 | 1387.4727 | 1402.1394 | 1410.2961 | 1419.0657 | 1440.2882 | 1461.911 | 1483.931 | 1489.931 | 1495.931 | 1501.931 | 1507.931 | 1513.931
Lct_BB006 | Number | SEPD | Consumer Transformation | Fort Augustus | 0 | 0 | 0.0002 | 0.0003 | 0.0004 | 0.0005 | 0.0006 | 0.0009 | 0.0012 | 0.0027 | 0.0042 | 0.0057 | 0.0109 | 0.016 | 0.021 | 0.026 | 0.0309 | 0.0356 | 0.0402 | 0.0448 | 0.0493 | 0.0538 | 0.0553 | 0.0568 | 0.0583 | 0.0598 | 0.0613 | 0.0613 | 0.0613 | 0.0613 | 0.0613 | 0.0613
Lct_BB007 | Number | SEPD | Consumer Transformation | Fort Augustus | 0 | 0 | 0 | 0 | 0 | 0 | 0 | 0 | 0 | 0 | 0 | 0 | 0 | 0 | 0 | 0 | 0 | 0 | 0 | 0 | 0 | 0 | 0 | 0 | 0 | 0 | 0 | 0 | 0 | 0 | 0 | 0
Lct_BB008 | Number | SEPD | Consumer Transformation | Fort Augustus | 0 | 0 | 0 | 0 | 0 | 0 | 0 | 0 | 0 | 0 | 0 | 0 | 0 | 0 | 0 | 0 | 0 | 0 | 0 | 0 | 0 | 0 | 0 | 0 | 0 | 0 | 0 | 0 | 0 | 0 | 0 | 0
Lct_BB010b | MW | SEPD | Consumer Transformation | Fort Augustus | 0.07 | 0.10324 | 0.16586 | 0.33354 | 0.51996 | 0.77248 | 1.2707 | 1.7247 | 2.1818 | 2.6349 | 3.0879 | 3.5569 | 4.3897 | 6.028 | 7.5022 | 8.4896 | 9.0667 | 9.4302 | 9.6106 | 9.6933 | 9.7364 | 9.765 | 9.788 | 9.788 | 9.788 | 9.788 | 9.7942 | 9.7942 | 9.7942 | 9.7942 | 9.7942 | 9.7942
Lct_BB011b | MW | SEPD | Consumer Transformation | Fort Augustus | 0 | 0.0031 | 0.00981 | 0.02341 | 0.03672 | 0.05278 | 0.07691 | 0.11057 | 0.1508 | 0.18281 | 0.21735 | 0.25734 | 0.29714 | 0.33668 | 0.37448 | 0.40842 | 0.43793 | 0.46136 | 0.4788 | 0.48985 | 0.49627 | 0.49907 | 0.50064 | 0.50206 | 0.50402 | 0.5069 | 0.50711 | 0.50711 | 0.50711 | 0.50711 | 0.50711 | 0.50711
Lct_BB012b | MW | SEPD | Consumer Transformation | Fort Augustus | 0.158 | 0.1629 | 0.16734 | 0.17662 | 0.1835 | 0.19115 | 0.19916 | 0.20726 | 0.21628 | 0.22605 | 0.23632 | 0.24569 | 0.26199 | 0.27798 | 0.29282 | 0.3056 | 0.31615 | 0.32379 | 0.32851 | 0.33222 | 0.33525 | 0.33767 | 0.33953 | 0.34043 | 0.34137 | 0.34261 | 0.34457 | 0.34457 | 0.34457 | 0.34457 | 0.34457 | 0.34457
Lct_BB013b | MW | SEPD | Consumer Transformation | Fort Augustus | 0 | 0.0016 | 0.00324 | 0.0067 | 0.00933 | 0.01214 | 0.01727 | 0.02529 | 0.034 | 0.0382 | 0.04243 | 0.04723 | 0.05282 | 0.05822 | 0.06334 | 0.06783 | 0.07166 | 0.07461 | 0.07668 | 0.07785 | 0.0784 | 0.07868 | 0.07868 | 0.07868 | 0.07868 | 0.07896 | 0.07896 | 0.07896 | 0.07896 | 0.07896 | 0.07896 | 0.07896
Lct_BB014 | Number | SEPD | Consumer Transformation | Fort Augustus | 1.8266 | 1.8406 | 2.0679 | 2.3478 | 2.6553 | 3.0018 | 3.3993 | 3.0389 | 3.4014 | 3.807 | 4.2563 | 4.7669 | 4.1752 | 4.7034 | 5.3092 | 5.9916 | 6.7581 | 10.1066 | 10.8871 | 11.7469 | 12.7039 | 13.756 | 15.7055 | 17.0604 | 18.4804 | 20.123 | 21.9379 | 24.7351 | 27.8808 | 31.4344 | 35.4329 | 39.9356
Other generation | MW | SEPD | Consumer Transformation | Fort Augustus | 0 | 0 | 0 | 0 | 0 | 0 | 0 | 0 | 0 | 0 | 0 | 0 | 0 | 0 | 0 | 0 | 0 | 0 | 0 | 0 | 0 | 0 | 0 | 0 | 0 | 0 | 0 | 0 | 0 | 0 | 0 | 0
Srg_BB001 | MW | SEPD | Consumer Transformation | Fort Augustus | 0 | 0 | 0.011628 | 0.023735 | 0.035735 | 0.049229 | 0.069605 | 0.14466 | 0.16114 | 0.1797 | 0.19791 | 0.23621 | 0.24417 | 0.25487 | 0.26794 | 0.28258 | 0.32604 | 0.39135 | 0.46306 | 0.53819 | 0.62069 | 0.70929 | 0.73928 | 0.77035 | 0.80114 | 0.83279 | 0.86446 | 0.88285 | 0.90113 | 0.91921 | 0.93788 | 0.95625
Srg_BB002 | MW | SEPD | Consumer Transformation | Fort Augustus | 0 | 0 | 0.0006034 | 0.0012338 | 0.0019173 | 0.0026995 | 0.003587 | 0.012235 | 0.019315 | 0.027666 | 0.037173 | 0.048178 | 0.052616 | 0.057099 | 0.061458 | 0.065721 | 0.070071 | 0.077805 | 0.08604 | 0.09483 | 0.10413 | 0.11396 | 0.13137 | 0.1501 | 0.1701 | 0.19132 | 0.21218 | 0.23405 | 0.25693 | 0.28084 | 0.30577 | 0.33172
Data centres (MW) | MW | SEPD | Consumer Transformation | Fort William | 0 | 0 | 0 | 0 | 0 | 0 | 0 | 0 | 0 | 0 | 0 | 0 | 0 | 0 | 0 | 0 | 0 | 0 | 0 | 0 | 0 | 0 | 0 | 0 | 0 | 0 | 0 | 0 | 0 | 0 | 0 | 0
Dem_BB001a | Number of homes (cumulative) | SEPD | Consumer Transformation | Fort William | 0 | 70 | 164 | 226 | 288 | 355 | 404 | 449 | 477 | 506 | 536 | 569 | 600 | 626 | 648 | 661 | 671 | 678.9845 | 687.0603 | 694.0083 | 699.8673 | 704.7191 | 708.1915 | 710.5796 | 711.8921 | 712.1403 | 712.3437 | 712.5097 | 712.6442 | 712.7419 | 712.8068 | 712.8376
Dem_BB002b | Floorspace (m2) (cumulative) | SEPD | Consumer Transformation | Fort William | 0 | 0 | 0 | 0 | 0 | 0 | 0 | 0 | 0 | 0 | 0 | 0 | 0 | 0 | 0 | 0 | 0 | 0 | 0 | 0 | 0 | 0 | 0 | 0 | 0 | 0 | 0 | 0 | 0 | 0 | 0 | 0
Domestic direct electric heating | Number | SEPD | Consumer Transformation | Fort William | 4233.0638 | 4240.6186 | 4250.7735 | 4195.0823 | 4117.6894 | 4006.322 | 3811.9794 | 3660.1918 | 3509.2479 | 3403.1478 | 3283.9067 | 3169.6913 | 3132.5577 | 3104.9156 | 3092.6225 | 3069.8707 | 3047.371 | 3025.1271 | 3002.8368 | 2980.8916 | 2959.2178 | 2937.9418 | 2917.7517 | 2898.1695 | 2879.1215 | 2860.3835 | 2841.9037 | 2823.5437 | 2805.4069 | 2787.7691 | 2770.4604 | 2753.3973
Gas: Hydrogen peaking | MW | SEPD | Consumer Transformation | Fort William | 0 | 0 | 0 | 0 | 0 | 0 | 0 | 0 | 0 | 0 | 0 | 0 | 0 | 0 | 0 | 0 | 0 | 0 | 0 | 0 | 0 | 0 | 0 | 0 | 0 | 0 | 0 | 0 | 0 | 0 | 0 | 0
Gen_BB001 | MW | SEPD | Consumer Transformation | Fort William | 0.1 | 0.1 | 0.1 | 0.1 | 0.1 | 0.1 | 0.1 | 0.1 | 0.1 | 0.1 | 0.1 | 0.1 | 0.1 | 0.1 | 0.1 | 0.1 | 0.1 | 0.1 | 0.1 | 0.1 | 0.1 | 0 | 0 | 0 | 0 | 0 | 0 | 0 | 0 | 0 | 0 | 0
Gen_BB004 | MW | SEPD | Consumer Transformation | Fort William | 0 | 0 | 0 | 0 | 0 | 0 | 0 | 0 | 0 | 0 | 0 | 0 | 0 | 0 | 0 | 0 | 0 | 0 | 0 | 0 | 0 | 0 | 0 | 0 | 0 | 0 | 0 | 0 | 0 | 0 | 0 | 0
Gen_BB005 | MW | SEPD | Consumer Transformation | Fort William | 0 | 0 | 0 | 0 | 0 | 0 | 0 | 0 | 0 | 0 | 0 | 0 | 0 | 0 | 0 | 0 | 0 | 0 | 0 | 0 | 0 | 0 | 0 | 0 | 0 | 0 | 0 | 0 | 0 | 0 | 0 | 0
Gen_BB006 | MW | SEPD | Consumer Transformation | Fort William | 0 | 0 | 0 | 0 | 0 | 0 | 0 | 0 | 0 | 0 | 0 | 0 | 0 | 0 | 0 | 0 | 0 | 0 | 0 | 0 | 0 | 0 | 0 | 0 | 0 | 0 | 0 | 0 | 0 | 0 | 0 | 0
Gen_BB008 | MW | SEPD | Consumer Transformation | Fort William | 0 | 0 | 0 | 0 | 0 | 0 | 0 | 0 | 0 | 0 | 0 | 0 | 0 | 0 | 0 | 0 | 0 | 0 | 0 | 0 | 0 | 0 | 0 | 0 | 0 | 0 | 0 | 0 | 0 | 0 | 0 | 0
Gen_BB010 | MW | SEPD | Consumer Transformation | Fort William | 0 | 0 | 0 | 0 | 0 | 0 | 0 | 0 | 0 | 0 | 0 | 0 | 0 | 0 | 0 | 0 | 0 | 0 | 0 | 0 | 0 | 0 | 0 | 0 | 0 | 0 | 0 | 0 | 0 | 0 | 0 | 0
Gen_BB011 | MW | SEPD | Consumer Transformation | Fort William | 0 | 0 | 0 | 0 | 0 | 0 | 0 | 0 | 0 | 0 | 0 | 0 | 0 | 0 | 0 | 0 | 0 | 0 | 0 | 0 | 0 | 0 | 0 | 0 | 0 | 0 | 0 | 0 | 0 | 0 | 0 | 0
Gen_BB012 | MW | SEPD | Consumer Transformation | Fort William | 0.0102 | 0.097998 | 0.1033 | 0.1113 | 0.1227 | 0.13358 | 0.14833 | 0.16685 | 0.18457 | 0.2017 | 0.22007 | 0.2388 | 0.2581 | 0.27722 | 0.29625 | 0.31523 | 0.33796 | 0.36057 | 0.38326 | 0.40586 | 0.42846 | 0.45109 | 0.47391 | 0.49674 | 0.51961 | 0.53855 | 0.55752 | 0.57652 | 0.59555 | 0.61461 | 0.63371 | 0.65284
Gen_BB013 | MW | SEPD | Consumer Transformation | Fort William | 0.92572 | 0.94885 | 0.9997 | 1.0668 | 1.162 | 1.2664 | 1.391 | 1.5432 | 1.6818 | 1.8223 | 1.9769 | 2.1423 | 2.3138 | 2.4862 | 2.661 | 2.829 | 3.0371 | 3.2439 | 3.4464 | 3.6508 | 3.8551 | 4.062 | 4.2797 | 4.4967 | 4.7132 | 4.8989 | 5.0858 | 5.2727 | 5.4597 | 5.6468 | 5.834 | 6.0214
Gen_BB014 | MW | SEPD | Consumer Transformation | Fort William | 0 | 0 | 0 | 0 | 0 | 0 | 0 | 0 | 0 | 0 | 0 | 0 | 0 | 0 | 0 | 0 | 0 | 0 | 0 | 0 | 0 | 0 | 0 | 0 | 0 | 0 | 0 | 0 | 0 | 0 | 0 | 0
Gen_BB015 | MW | SEPD | Consumer Transformation | Fort William | 7 | 7 | 7 | 7 | 7 | 7 | 7 | 7 | 10.5 | 10.9996 | 11.5869 | 12.3948 | 13.1565 | 14.1322 | 14.9248 | 15.7419 | 16.5825 | 17.478 | 18.4319 | 19.4478 | 20.4604 | 21.4967 | 22.5145 | 23.4627 | 24.3677 | 25.2195 | 26.0545 | 26.8796 | 27.6901 | 28.5335 | 29.3568 | 30.2114
Gen_BB016 | MW | SEPD | Consumer Transformation | Fort William | 0.81 | 0.81 | 0.81075 | 0.81205 | 0.8143 | 0.82379 | 0.83127 | 0.84577 | 0.87238 | 0.91604 | 0.98811 | 1.0671 | 1.1588 | 1.2452 | 1.6603 | 1.7675 | 1.8523 | 2.3368 | 2.4817 | 2.6243 | 2.7644 | 2.9019 | 3.0369 | 3.1692 | 3.2988 | 3.4256 | 3.5495 | 3.6747 | 3.8011 | 3.9288 | 4.0577 | 4.188
Gen_BB017 | MW | SEPD | Consumer Transformation | Fort William | 0 | 0 | 0 | 0 | 0 | 0 | 0 | 0 | 0 | 0 | 0 | 0 | 0 | 0 | 0 | 0 | 0 | 0 | 0 | 0 | 0 | 0 | 0 | 0 | 0 | 0 | 0 | 0 | 0 | 0 | 0 | 0
Gen_BB018 | MW | SEPD | Consumer Transformation | Fort William | 64.1477 | 117.1977 | 118.7977 | 118.7977 | 118.9968 | 121.8132 | 122.659 | 123.9307 | 125.2032 | 126.5581 | 127.8289 | 129.1846 | 130.4563 | 131.7289 | 132.9989 | 134.3546 | 135.6271 | 136.7628 | 137.853 | 138.9836 | 139.9941 | 141.055 | 141.9159 | 142.6668 | 143.4766 | 144.2653 | 145.1162 | 145.8662 | 146.5995 | 147.4025 | 148.1929 | 148.8876
Hydrogen electrolysis | MW | SEPD | Consumer Transformation | Fort William | 0 | 0 | 0 | 0 | 0 | 0 | 0 | 0 | 0 | 0 | 0 | 0 | 0 | 5 | 10 | 10 | 10 | 10 | 10 | 10 | 10 | 10.7 | 10.7 | 10.7 | 10.7 | 10.7 | 10.7 | 10.7 | 10.7 | 10.7 | 10.7 | 11.4
Lct_BB001 | Number | SEPD | Consumer Transformation | Fort William | 38.6936 | 65.0565 | 117.4549 | 234.715 | 373.4283 | 562.0089 | 981.3041 | 1481.2201 | 1981.294 | 2481.2175 | 2981.1467 | 3481.2018 | 4234.1016 | 5121.6374 | 6037.8369 | 6950.1251 | 7852.7991 | 8691.3098 | 9440.557 | 10084.8073 | 10636.2634 | 11093.2516 | 11454.3823 | 11664.1355 | 11819.941 | 11859.1841 | 11659.1409 | 11670.5503 | 11648.2835 | 11558.7045 | 11441.081 | 11293.434
Lct_BB003 | Number | SEPD | Consumer Transformation | Fort William | 0 | 0 | 0 | 0 | 0 | 0 | 0 | 0 | 0 | 0 | 0 | 0 | 0 | 0 | 0 | 0 | 0 | 0 | 0 | 0 | 0 | 0 | 0 | 0 | 0 | 0 | 0 | 0 | 0 | 0 | 0 | 0
Lct_BB005 | Number | SEPD | Consumer Transformation | Fort William | 609.3096 | 687.5913 | 718.1108 | 917.5685 | 1535.9361 | 2341.7841 | 3069.0163 | 3657.7183 | 4199.5599 | 4908.7382 | 5761.2769 | 6485.8879 | 6713.8262 | 6941.4306 | 7167.2409 | 7385.2957 | 7600.7606 | 7640.4684 | 7684.8835 | 7736.5641 | 7794.5133 | 7859.1316 | 7893.0654 | 7927.0573 | 8017.284 | 8108.6376 | 8202.2278 | 8223.8278 | 8245.4278 | 8267.0278 | 8288.6278 | 8310.2278
Lct_BB006 | Number | SEPD | Consumer Transformation | Fort William | 0 | 0 | 0 | 0 | 0 | 0 | 0 | 0 | 0 | 0 | 0 | 0 | 0 | 0 | 0 | 0 | 0 | 0 | 0 | 0 | 0 | 0 | 0 | 0 | 0 | 0 | 0 | 0 | 0 | 0 | 0 | 0
Lct_BB007 | Number | SEPD | Consumer Transformation | Fort William | 0 | 0 | 0 | 0 | 0 | 0 | 0 | 0 | 0 | 0 | 0 | 0 | 0 | 0 | 0 | 0 | 0 | 0 | 0 | 0 | 0 | 0 | 0 | 0 | 0 | 0 | 0 | 0 | 0 | 0 | 0 | 0
Lct_BB008 | Number | SEPD | Consumer Transformation | Fort William | 0 | 0 | 0 | 0 | 0 | 0 | 0 | 0 | 0 | 0 | 0 | 0 | 0 | 0 | 0 | 0 | 0 | 0 | 0 | 0 | 0 | 0 | 0 | 0 | 0 | 0 | 0 | 0 | 0 | 0 | 0 | 0
Lct_BB010b | MW | SEPD | Consumer Transformation | Fort William | 0.133 | 0.20113 | 0.41035 | 0.96247 | 1.5767 | 2.4388 | 4.4578 | 6.4143 | 8.3485 | 10.0784 | 12.0866 | 14.063 | 17.454 | 21.8243 | 28.1262 | 33.2916 | 37.2441 | 39.42 | 41.5241 | 42.6423 | 43.6173 | 43.986 | 44.1095 | 44.1095 | 44.1095 | 44.1095 | 44.1477 | 44.1477 | 44.1477 | 44.1477 | 44.1477 | 44.1477
Lct_BB011b | MW | SEPD | Consumer Transformation | Fort William | 0.07 | 0.0931 | 0.13306 | 0.22002 | 0.30639 | 0.41056 | 0.56803 | 0.79091 | 1.0585 | 1.2674 | 1.4919 | 1.7539 | 2.009 | 2.2611 | 2.5024 | 2.7193 | 2.9086 | 3.0593 | 3.1707 | 3.2423 | 3.2836 | 3.3031 | 3.3139 | 3.3237 | 3.3373 | 3.3572 | 3.3586 | 3.3586 | 3.3586 | 3.3586 | 3.3586 | 3.3586
Lct_BB012b | MW | SEPD | Consumer Transformation | Fort William | 0.784 | 0.8064 | 0.82805 | 0.87355 | 0.90951 | 0.95055 | 0.99651 | 1.0437 | 1.0962 | 1.1504 | 1.2077 | 1.2619 | 1.3499 | 1.4365 | 1.5175 | 1.5881 | 1.6471 | 1.6908 | 1.7189 | 1.7395 | 1.7549 | 1.7656 | 1.7722 | 1.7752 | 1.7784 | 1.7827 | 1.7894 | 1.7894 | 1.7894 | 1.7894 | 1.7894 | 1.7894
Lct_BB013b | MW | SEPD | Consumer Transformation | Fort William | 0 | 0.0287 | 0.05741 | 0.11877 | 0.16535 | 0.21506 | 0.30585 | 0.44797 | 0.60216 | 0.6766 | 0.75144 | 0.8365 | 0.93546 | 1.0312 | 1.1218 | 1.2012 | 1.2691 | 1.3213 | 1.358 | 1.3788 | 1.3886 | 1.3936 | 1.3936 | 1.3936 | 1.3936 | 1.3985 | 1.3985 | 1.3985 | 1.3985 | 1.3985 | 1.3985 | 1.3985
Lct_BB014 | Number | SEPD | Consumer Transformation | Fort William | 9.0714 | 9.141 | 10.2699 | 11.6598 | 13.1867 | 14.9076 | 16.8817 | 20.1206 | 22.5202 | 25.2061 | 28.1807 | 31.5613 | 38.092 | 42.9109 | 48.438 | 54.6637 | 61.6568 | 92.2069 | 99.3281 | 107.1718 | 115.9033 | 125.5017 | 141.5999 | 153.8155 | 166.6187 | 181.4278 | 197.7909 | 223.0101 | 251.3722 | 283.4112 | 319.4616 | 360.0574
Other generation | MW | SEPD | Consumer Transformation | Fort William | 0 | 0 | 0 | 0 | 0 | 0 | 0 | 0 | 0 | 0 | 0 | 0 | 0 | 0 | 0 | 0 | 0 | 0 | 0 | 0 | 0 | 0 | 0 | 0 | 0 | 0 | 0 | 0 | 0 | 0 | 0 | 0
Srg_BB001 | MW | SEPD | Consumer Transformation | Fort William | 0 | 0.1416 | 0.16284 | 0.18437 | 0.20583 | 0.22821 | 0.25477 | 0.66679 | 0.83534 | 1.0056 | 1.1752 | 1.3625 | 2.1322 | 2.9111 | 3.6987 | 4.4944 | 5.3131 | 5.8049 | 6.3042 | 6.8095 | 7.323 | 7.8437 | 8.1624 | 8.4817 | 8.8009 | 9.1207 | 9.4406 | 9.5337 | 9.6267 | 9.7196 | 9.8129 | 9.906
Srg_BB002 | MW | SEPD | Consumer Transformation | Fort William | 0 | 0 | 0.0018711 | 0.0038676 | 0.0060945 | 0.0087076 | 0.011767 | 0.042643 | 0.068686 | 0.10021 | 0.137 | 0.18058 | 0.19853 | 0.217 | 0.23526 | 0.2534 | 0.27175 | 0.30416 | 0.33845 | 0.37486 | 0.41317 | 0.45354 | 0.5247 | 0.601 | 0.68218 | 0.76814 | 0.85245 | 0.94065 | 1.0328 | 1.1288 | 1.2288 | 1.3327
Data centres (MW) | MW | SEPD | Consumer Transformation | Fraserburgh | 0 | 0 | 0 | 0 | 0 | 0 | 0 | 0 | 0 | 0 | 0 | 0 | 0 | 0 | 0 | 0 | 0 | 0 | 0 | 0 | 0 | 0 | 0 | 0 | 0 | 0 | 0 | 0 | 0 | 0 | 0 | 0
Dem_BB001a | Number of homes (cumulative) | SEPD | Consumer Transformation | Fraserburgh | 0 | 67.7261 | 135.5764 | 180.2341 | 217.9055 | 257.5546 | 297.2482 | 335.8901 | 374.4582 | 415.147 | 457.6895 | 503.5514 | 541.3848 | 579.3301 | 619.3466 | 652.3466 | 669.3466 | 700.2205 | 733.1754 | 765.0167 | 789.7793 | 804.4241 | 815.7818 | 826.0756 | 834.3122 | 841.5001 | 846.6541 | 851.7798 | 855.8816 | 857.9556 | 859.0047 | 859.028
Dem_BB002b | Floorspace (m2) (cumulative) | SEPD | Consumer Transformation | Fraserburgh | 0 | 5550.243 | 9991.0744 | 10299.4485 | 10607.8227 | 10916.1968 | 11224.5709 | 11413.5219 | 11602.7992 | 11792.4028 | 11982.3327 | 12172.5889 | 12359.2558 | 12360.8873 | 12362.5188 | 12364.1503 | 12365.4555 | 12366.4344 | 12367.087 | 12367.4133 | 12367.4133 | 12367.4133 | 12367.4133 | 12367.4133 | 12367.4133 | 12367.4133 | 12367.4133 | 12367.4133 | 12367.4133 | 12367.4133 | 12367.4133 | 12367.4133
Domestic direct electric heating | Number | SEPD | Consumer Transformation | Fraserburgh | 1365.9014 | 1373.2462 | 1380.5897 | 1368.9309 | 1342.6369 | 1303.1336 | 1236.7781 | 1175.8346 | 1119.5652 | 1079.3764 | 1033.1056 | 989.8286 | 966.5513 | 953.4152 | 947.6217 | 942.524 | 936.1716 | 931.2647 | 926.2168 | 921.7209 | 917.0009 | 911.4879 | 906.3225 | 901.2763 | 896.0404 | 890.8097 | 885.4413 | 880.055 | 874.642 | 869.0853 | 863.4901 | 857.8104
Gas: Hydrogen peaking | MW | SEPD | Consumer Transformation | Fraserburgh | 0 | 0 | 0 | 0 | 0 | 0 | 0 | 0 | 0 | 0 | 0 | 0 | 0 | 0 | 0 | 0 | 0 | 0 | 0 | 0 | 0 | 0 | 0 | 0 | 0 | 0 | 0 | 0 | 0 | 0 | 0 | 0
Gen_BB001 | MW | SEPD | Consumer Transformation | Fraserburgh | 0 | 0 | 0 | 0 | 0 | 0 | 0 | 0 | 0 | 0 | 0 | 0 | 0 | 0 | 0 | 0 | 0 | 0 | 0 | 0 | 0 | 0 | 0 | 0 | 0 | 0 | 0 | 0 | 0 | 0 | 0 | 0
Gen_BB004 | MW | SEPD | Consumer Transformation | Fraserburgh | 0 | 0 | 0 | 0 | 0 | 0 | 0 | 0 | 0 | 0 | 0 | 0 | 0 | 0 | 0 | 0 | 0 | 0 | 0 | 0 | 0 | 0 | 0 | 0 | 0 | 0 | 0 | 0 | 0 | 0 | 0 | 0
Gen_BB005 | MW | SEPD | Consumer Transformation | Fraserburgh | 0 | 0 | 0 | 0 | 0 | 0 | 0 | 0 | 0 | 0 | 0 | 0 | 0 | 0 | 0 | 0 | 0 | 0 | 0 | 0 | 0 | 0 | 0 | 0 | 0 | 0 | 0 | 0 | 0 | 0 | 0 | 0
Gen_BB006 | MW | SEPD | Consumer Transformation | Fraserburgh | 0 | 0 | 0 | 0 | 0 | 0 | 0 | 0 | 0 | 0 | 0 | 0 | 0 | 0 | 0 | 0 | 0 | 0 | 0 | 0 | 0 | 0 | 0 | 0 | 0 | 0 | 0 | 0 | 0 | 0 | 0 | 0
Gen_BB008 | MW | SEPD | Consumer Transformation | Fraserburgh | 0 | 0 | 0 | 0 | 0 | 0 | 0 | 0 | 0 | 0 | 0 | 0 | 0 | 0 | 0 | 0 | 0 | 0 | 0 | 0 | 0 | 0 | 0 | 0 | 0 | 0 | 0 | 0 | 0 | 0 | 0 | 0
Gen_BB010 | MW | SEPD | Consumer Transformation | Fraserburgh | 0 | 0 | 0 | 0 | 0 | 0 | 0 | 0 | 0 | 0 | 0 | 0 | 0 | 0 | 0 | 0 | 0 | 0 | 0 | 0 | 0 | 0 | 0 | 0 | 0 | 0 | 0 | 0 | 0 | 0 | 0 | 0
Gen_BB011 | MW | SEPD | Consumer Transformation | Fraserburgh | 0 | 0 | 0 | 0 | 0 | 0 | 0 | 0 | 0 | 0 | 0 | 0 | 0 | 0 | 0 | 0 | 0 | 0 | 0 | 0 | 0 | 0 | 0 | 0 | 0 | 0 | 0 | 0 | 0 | 0 | 0 | 0
Gen_BB012 | MW | SEPD | Consumer Transformation | Fraserburgh | 0.24201 | 0.24636 | 1.1047 | 1.1173 | 1.1354 | 1.1529 | 1.1769 | 1.4566 | 1.7814 | 2.1491 | 2.5838 | 3.1464 | 3.7964 | 4.5313 | 5.2774 | 6.0583 | 6.7179 | 7.2747 | 7.5788 | 8.2929 | 8.5316 | 8.764 | 8.9936 | 9.2255 | 9.6461 | 10.0576 | 10.4691 | 10.844 | 11.1824 | 11.4843 | 11.7499 | 11.9789
Gen_BB013 | MW | SEPD | Consumer Transformation | Fraserburgh | 1.4371 | 1.4715 | 1.5383 | 1.633 | 1.7656 | 1.9019 | 2.0861 | 2.3178 | 2.5489 | 2.7826 | 3.0399 | 3.3123 | 3.5858 | 3.8653 | 4.1504 | 4.4428 | 4.6848 | 4.9481 | 5.2101 | 5.4741 | 5.7294 | 5.9701 | 6.2173 | 6.4653 | 6.7099 | 6.9217 | 7.1304 | 7.3392 | 7.5466 | 7.7512 | 7.9545 | 8.1566
Gen_BB014 | MW | SEPD | Consumer Transformation | Fraserburgh | 0 | 0 | 0 | 0 | 0 | 0 | 0 | 0 | 0 | 0 | 0 | 0 | 0 | 0 | 0 | 0 | 0 | 0 | 0 | 0 | 0 | 0 | 0 | 0 | 0 | 0 | 0 | 0 | 0 | 0 | 0 | 0
Gen_BB015 | MW | SEPD | Consumer Transformation | Fraserburgh | 1.6 | 1.6 | 1.6 | 1.6 | 1.6 | 1.6 | 1.6 | 1.6 | 1.6 | 1.6134 | 1.6291 | 1.6507 | 1.6711 | 1.6972 | 3.3184 | 3.3403 | 3.3628 | 3.3868 | 3.4123 | 3.4395 | 3.4666 | 3.4943 | 3.5216 | 3.547 | 3.5712 | 3.594 | 3.6163 | 3.6384 | 3.6601 | 3.6827 | 3.7047 | 3.7276
Gen_BB016 | MW | SEPD | Consumer Transformation | Fraserburgh | 2.0021 | 2.0021 | 2.0022 | 2.0022 | 2.0023 | 2.0025 | 2.0027 | 2.0031 | 2.0038 | 2.005 | 2.0069 | 2.009 | 2.1115 | 2.2038 | 2.7161 | 2.7189 | 4.0212 | 4.0235 | 4.0273 | 4.0312 | 4.0349 | 4.0386 | 4.0422 | 4.0457 | 4.0492 | 4.0526 | 4.0559 | 4.0593 | 4.0627 | 4.0661 | 4.0695 | 4.073
Gen_BB017 | MW | SEPD | Consumer Transformation | Fraserburgh | 0 | 0 | 0 | 0 | 0 | 0 | 0 | 0 | 0 | 0 | 0 | 0 | 0 | 0 | 0 | 0 | 0 | 0 | 0 | 0 | 0 | 0 | 0 | 0 | 0 | 0 | 0 | 0 | 0 | 0 | 0 | 0
Gen_BB018 | MW | SEPD | Consumer Transformation | Fraserburgh | 0 | 0 | 0 | 0 | 0 | 0 | 0 | 0 | 0 | 0 | 0 | 0 | 0 | 0 | 0 | 0 | 0 | 0 | 0 | 0 | 0 | 0 | 0 | 0 | 0 | 0 | 0 | 0 | 0 | 0 | 0 | 0
Hydrogen electrolysis | MW | SEPD | Consumer Transformation | Fraserburgh | 0 | 0 | 0 | 0 | 0 | 0 | 0 | 0 | 0 | 0 | 0 | 0 | 0 | 0 | 0 | 0 | 0 | 0 | 0 | 0 | 0 | 0 | 0 | 0 | 0 | 0 | 0 | 0 | 0 | 0 | 0 | 0
Lct_BB001 | Number | SEPD | Consumer Transformation | Fraserburgh | 32.5186 | 54.3653 | 98.8751 | 197.8789 | 315.1187 | 474.4184 | 851.6927 | 1312.7014 | 1775.3339 | 2239.1465 | 2704.881 | 3172.7492 | 3862.0866 | 4680.7759 | 5531.369 | 6385.2504 | 7237.5793 | 8038.3989 | 8763.1988 | 9395.6939 | 9943.7381 | 10404.0343 | 10774.0336 | 11004.0683 | 11179.8084 | 11238.0705 | 11073.2952 | 11092.4338 | 11079.6089 | 11004.0775 | 10902.2326 | 10771.613
Lct_BB003 | Number | SEPD | Consumer Transformation | Fraserburgh | 0 | 0 | 0.96687 | 3.1065 | 6.212 | 10.3571 | 16.1046 | 39.3605 | 60.4301 | 72.8337 | 84.6356 | 105.3164 | 122.2991 | 143.2818 | 164.0739 | 183.9182 | 202.6628 | 219.7138 | 234.8995 | 247.7811 | 258.8319 | 269.3905 | 277.7155 | 284.8834 | 292.4927 | 302.175 | 307.9713 | 310.0387 | 311.8285 | 313.4046 | 314.793 | 315.257
Lct_BB005 | Number | SEPD | Consumer Transformation | Fraserburgh | 62.1081 | 82.7857 | 95.4719 | 169.6236 | 338.3341 | 572.0669 | 815.6324 | 1074.8786 | 1351.9467 | 1814.2572 | 2366.4659 | 2886.9575 | 3275.5961 | 3666.3926 | 4059.8837 | 4457.5821 | 4850.812 | 5143.1547 | 5436.1238 | 5733.4826 | 6031.5834 | 6327.1723 | 6533.4518 | 6741.1885 | 6935.1218 | 7131.4556 | 7329.0471 | 7351.8471 | 7374.0471 | 7395.0471 | 7415.4471 | 7435.2471
Lct_BB006 | Number | SEPD | Consumer Transformation | Fraserburgh | 0 | 0 | 2.451 | 4.8712 | 7.2587 | 9.614 | 11.939 | 17.0962 | 22.1692 | 33.3761 | 44.3986 | 55.2337 | 93.1191 | 130.5881 | 167.6394 | 204.2757 | 240.4959 | 275.0483 | 309.1961 | 342.9421 | 376.2851 | 409.2263 | 420.545 | 431.7848 | 442.9468 | 454.0306 | 465.0368 | 465.0368 | 465.0368 | 465.0368 | 465.0368 | 465.0368
Lct_BB007 | Number | SEPD | Consumer Transformation | Fraserburgh | 32.8913 | 40.84 | 41.3072 | 68.5711 | 130.5588 | 199.0844 | 262.5081 | 327.7525 | 397.6443 | 473.2074 | 565.4101 | 648.1297 | 690.5154 | 732.4233 | 773.854 | 814.8074 | 855.2839 | 875.7994 | 896.2785 | 916.7211 | 937.1273 | 957.497 | 966.5035 | 981.1039 | 995.7704 | 1010.5032 | 1025.3021 | 1022.379 | 1019.4559 | 1016.5328 | 1013.6098 | 1010.6867
Lct_BB008 | Number | SEPD | Consumer Transformation | Fraserburgh | 0 | 0 | 0.39021 | 0.77534 | 1.1555 | 1.5305 | 1.9006 | 2.7213 | 3.5288 | 4.3231 | 5.1041 | 5.872 | 8.5569 | 11.2123 | 13.8382 | 16.4346 | 19.0016 | 21.4501 | 23.8702 | 26.2617 | 28.6248 | 30.9593 | 31.7615 | 32.5581 | 33.3491 | 34.1346 | 34.9145 | 34.9145 | 34.9145 | 34.9145 | 34.9145 | 34.9145
Lct_BB010b | MW | SEPD | Consumer Transformation | Fraserburgh | 0.133 | 0.2254 | 0.4172 | 0.8526 | 1.3734 | 2.079 | 3.8388 | 5.544 | 7.1512 | 8.7514 | 10.6956 | 12.5171 | 15.3634 | 20.1871 | 24.5197 | 28.3871 | 31.4378 | 33.8944 | 35.9787 | 36.9727 | 37.747 | 38.2865 | 38.4394 | 38.4394 | 38.4394 | 38.4394 | 38.49 | 38.49 | 38.49 | 38.49 | 38.49 | 38.49
Lct_BB011b | MW | SEPD | Consumer Transformation | Fraserburgh | 0.028 | 0.0606 | 0.09605 | 0.19905 | 0.30231 | 0.42806 | 0.64638 | 0.996 | 1.4257 | 1.7194 | 2.033 | 2.4087 | 2.7043 | 2.9967 | 3.2803 | 3.537 | 3.7632 | 3.9469 | 4.0866 | 4.1802 | 4.2403 | 4.2808 | 4.3038 | 4.3246 | 4.3534 | 4.3957 | 4.3987 | 4.3987 | 4.3987 | 4.3987 | 4.3987 | 4.3987
Lct_BB012b | MW | SEPD | Consumer Transformation | Fraserburgh | 0.2 | 0.2455 | 0.29161 | 0.39431 | 0.48408 | 0.59003 | 0.72069 | 0.86245 | 1.0216 | 1.1765 | 1.3433 | 1.5126 | 1.7571 | 2.0025 | 2.2357 | 2.445 | 2.6266 | 2.7691 | 2.8702 | 2.9401 | 2.9872 | 3.0143 | 3.0237 | 3.0276 | 3.0318 | 3.0372 | 3.0462 | 3.0462 | 3.0462 | 3.0462 | 3.0462 | 3.0462
Lct_BB013b | MW | SEPD | Consumer Transformation | Fraserburgh | 0 | 0 | 0 | 0 | 0 | 0 | 0 | 0 | 0 | 0 | 0 | 0 | 0 | 0 | 0 | 0 | 0 | 0 | 0 | 0 | 0 | 0 | 0 | 0 | 0 | 0 | 0 | 0 | 0 | 0 | 0 | 0
Lct_BB014 | Number | SEPD | Consumer Transformation | Fraserburgh | 7.7382 | 7.7976 | 8.7606 | 9.9463 | 11.2487 | 12.7167 | 14.4007 | 22.2996 | 24.9591 | 27.9359 | 31.2326 | 34.9793 | 51.8635 | 58.4246 | 65.9498 | 74.4263 | 83.9477 | 125.5426 | 135.2383 | 145.9178 | 157.806 | 170.8745 | 199.6166 | 216.8373 | 234.8862 | 255.763 | 278.8304 | 314.3825 | 354.3651 | 399.5313 | 450.3524 | 507.5812
Other generation | MW | SEPD | Consumer Transformation | Fraserburgh | 0 | 0 | 0 | 0 | 0 | 0 | 0 | 0 | 0 | 0 | 0 | 0 | 0 | 0 | 0 | 0 | 0 | 0 | 0 | 0 | 0 | 0 | 0 | 0 | 0 | 0 | 0 | 0 | 0 | 0 | 0 | 0
Srg_BB001 | MW | SEPD | Consumer Transformation | Fraserburgh | 0 | 0.10712 | 0.12956 | 0.15248 | 0.1753 | 0.19962 | 0.23089 | 0.47935 | 0.50734 | 0.53657 | 0.56452 | 0.60926 | 0.75141 | 0.90053 | 1.0574 | 1.2204 | 1.4035 | 1.5172 | 1.6357 | 1.7579 | 1.885 | 2.0161 | 2.1135 | 2.2129 | 2.3117 | 2.4106 | 2.5091 | 2.5195 | 2.5296 | 2.5394 | 2.5494 | 2.5589
Srg_BB002 | MW | SEPD | Consumer Transformation | Fraserburgh | 0 | 0 | 0.0029204 | 0.0060519 | 0.0095671 | 0.013715 | 0.018602 | 0.068283 | 0.11043 | 0.1617 | 0.22181 | 0.29328 | 0.32284 | 0.35334 | 0.38359 | 0.4137 | 0.44353 | 0.4952 | 0.54895 | 0.60514 | 0.66347 | 0.72415 | 0.82988 | 0.94203 | 1.0602 | 1.1844 | 1.3054 | 1.4311 | 1.5616 | 1.6969 | 1.8369 | 1.9817
Data centres (MW) | MW | SEPD | Consumer Transformation | GRIFFIN WINDFARM GSP | 0 | 0 | 0 | 0 | 0 | 0 | 0 | 0 | 0 | 0 | 0 | 0 | 0 | 0 | 0 | 0 | 0 | 0 | 0 | 0 | 0 | 0 | 0 | 0 | 0 | 0 | 0 | 0 | 0 | 0 | 0 | 0
Dem_BB001a | Number of homes (cumulative) | SEPD | Consumer Transformation | GRIFFIN WINDFARM GSP | 0 | 0 | 0 | 0 | 0 | 0 | 0 | 0 | 0 | 0 | 0 | 0 | 0 | 0 | 0 | 0 | 0 | 0.0092426 | 0.019342 | 0.028241 | 0.036305 | 0.050446 | 0.058288 | 0.064731 | 0.069919 | 0.07404 | 0.077417 | 0.080171 | 0.082404 | 0.084026 | 0.085103 | 0.085614
Dem_BB002b | Floorspace (m2) (cumulative) | SEPD | Consumer Transformation | GRIFFIN WINDFARM GSP | 0 | 0 | 0 | 0 | 0 | 0 | 0 | 0 | 0 | 0 | 0 | 0 | 0 | 0 | 0 | 0 | 0 | 0 | 0 | 0 | 0 | 0 | 0 | 0 | 0 | 0 | 0 | 0 | 0 | 0 | 0 | 0
Domestic direct electric heating | Number | SEPD | Consumer Transformation | GRIFFIN WINDFARM GSP | 0 | 0 | 0 | 0 | 0 | 0 | 0 | 0 | 0 | 0 | 0 | 0 | 0 | 0 | 0 | 0 | 0 | 0 | 0 | 0 | 0 | 0 | 0 | 0 | 0 | 0 | 0 | 0 | 0 | 0 | 0 | 0
Gas: Hydrogen peaking | MW | SEPD | Consumer Transformation | GRIFFIN WINDFARM GSP | 0 | 0 | 0 | 0 | 0 | 0 | 0 | 0 | 0 | 0 | 0 | 0 | 0 | 0 | 0 | 0 | 0 | 0 | 0 | 0 | 0 | 0 | 0 | 0 | 0 | 0 | 0 | 0 | 0 | 0 | 0 | 0
Gen_BB001 | MW | SEPD | Consumer Transformation | GRIFFIN WINDFARM GSP | 0 | 0 | 0 | 0 | 0 | 0 | 0 | 0 | 0 | 0 | 0 | 0 | 0 | 0 | 0 | 0 | 0 | 0 | 0 | 0 | 0 | 0 | 0 | 0 | 0 | 0 | 0 | 0 | 0 | 0 | 0 | 0
Gen_BB004 | MW | SEPD | Consumer Transformation | GRIFFIN WINDFARM GSP | 0 | 0 | 0 | 0 | 0 | 0 | 0 | 0 | 0 | 0 | 0 | 0 | 0 | 0 | 0 | 0 | 0 | 0 | 0 | 0 | 0 | 0 | 0 | 0 | 0 | 0 | 0 | 0 | 0 | 0 | 0 | 0
Gen_BB005 | MW | SEPD | Consumer Transformation | GRIFFIN WINDFARM GSP | 0 | 0 | 0 | 0 | 0 | 0 | 0 | 0 | 0 | 0 | 0 | 0 | 0 | 0 | 0 | 0 | 0 | 0 | 0 | 0 | 0 | 0 | 0 | 0 | 0 | 0 | 0 | 0 | 0 | 0 | 0 | 0
Gen_BB006 | MW | SEPD | Consumer Transformation | GRIFFIN WINDFARM GSP | 0 | 0 | 0 | 0 | 0 | 0 | 0 | 0 | 0 | 0 | 0 | 0 | 0 | 0 | 0 | 0 | 0 | 0 | 0 | 0 | 0 | 0 | 0 | 0 | 0 | 0 | 0 | 0 | 0 | 0 | 0 | 0
Gen_BB008 | MW | SEPD | Consumer Transformation | GRIFFIN WINDFARM GSP | 0 | 0 | 0 | 0 | 0 | 0 | 0 | 0 | 0 | 0 | 0 | 0 | 0 | 0 | 0 | 0 | 0 | 0 | 0 | 0 | 0 | 0 | 0 | 0 | 0 | 0 | 0 | 0 | 0 | 0 | 0 | 0
Gen_BB010 | MW | SEPD | Consumer Transformation | GRIFFIN WINDFARM GSP | 0 | 0 | 0 | 0 | 0 | 0 | 0 | 0 | 0 | 0 | 0 | 0 | 0 | 0 | 0 | 0 | 0 | 0 | 0 | 0 | 0 | 0 | 0 | 0 | 0 | 0 | 0 | 0 | 0 | 0 | 0 | 0
Gen_BB011 | MW | SEPD | Consumer Transformation | GRIFFIN WINDFARM GSP | 0 | 0 | 0 | 0 | 0 | 0 | 0 | 0 | 0 | 0 | 0 | 0 | 0 | 0 | 0 | 0 | 0 | 0 | 0 | 0 | 0 | 0 | 0 | 0 | 0 | 0 | 0 | 0 | 0 | 0 | 0 | 0
Gen_BB012 | MW | SEPD | Consumer Transformation | GRIFFIN WINDFARM GSP | 0 | 0 | 0 | 0 | 0 | 0 | 0 | 0 | 0 | 0 | 0 | 0 | 0 | 0 | 0 | 0 | 0 | 0 | 0 | 0 | 0 | 0 | 0 | 0 | 0 | 0 | 0 | 0 | 0 | 0 | 0 | 0
Gen_BB013 | MW | SEPD | Consumer Transformation | GRIFFIN WINDFARM GSP | 0 | 0 | 0 | 0 | 0 | 0 | 0 | 0 | 0 | 0 | 0 | 0 | 0 | 0 | 0 | 0 | 0 | 0 | 0 | 0 | 0 | 0 | 0 | 0 | 0 | 0 | 0 | 0 | 0 | 0 | 0 | 0
Gen_BB014 | MW | SEPD | Consumer Transformation | GRIFFIN WINDFARM GSP | 0 | 0 | 0 | 0 | 0 | 0 | 0 | 0 | 0 | 0 | 0 | 0 | 0 | 0 | 0 | 0 | 0 | 0 | 0 | 0 | 0 | 0 | 0 | 0 | 0 | 0 | 0 | 0 | 0 | 0 | 0 | 0
Gen_BB015 | MW | SEPD | Consumer Transformation | GRIFFIN WINDFARM GSP | 0 | 0 | 0 | 0 | 0 | 0 | 0 | 0 | 0 | 0.018447 | 0.040136 | 0.069968 | 0.098093 | 0.13412 | 0.16339 | 0.19356 | 0.2246 | 0.25767 | 0.29289 | 0.33041 | 0.36779 | 0.40606 | 0.44365 | 0.47866 | 0.51207 | 0.54353 | 0.57436 | 0.60483 | 0.63476 | 0.6659 | 0.6963 | 0.72786
Gen_BB016 | MW | SEPD | Consumer Transformation | GRIFFIN WINDFARM GSP | 0.002954 | 0.002954 | 0.0029816 | 0.0030298 | 0.0031129 | 0.0034631 | 0.0037393 | 0.0042748 | 0.0052575 | 0.0068695 | 0.009531 | 0.012448 | 0.015832 | 0.019022 | 0.022165 | 0.026124 | 0.029256 | 0.032377 | 0.037729 | 0.042992 | 0.048165 | 0.053245 | 0.058228 | 0.063114 | 0.067899 | 0.07258 | 0.077157 | 0.081779 | 0.086447 | 0.091161 | 0.095923 | 0.10073
Gen_BB017 | MW | SEPD | Consumer Transformation | GRIFFIN WINDFARM GSP | 0 | 0 | 0 | 0 | 0 | 0 | 0 | 0 | 0 | 0 | 0 | 0 | 0 | 0 | 0 | 0 | 0 | 0 | 0 | 0 | 0 | 0 | 0 | 0 | 0 | 0 | 0 | 0 | 0 | 0 | 0 | 0
Gen_BB018 | MW | SEPD | Consumer Transformation | GRIFFIN WINDFARM GSP | 0 | 0 | 0 | 0 | 0 | 0 | 0 | 0 | 0 | 0 | 0 | 0 | 0 | 0 | 0 | 0 | 0 | 0 | 0 | 0 | 0 | 0 | 0 | 0 | 0 | 0 | 0 | 0 | 0 | 0 | 0 | 0
Hydrogen electrolysis | MW | SEPD | Consumer Transformation | GRIFFIN WINDFARM GSP | 0 | 0 | 0 | 0 | 0 | 0 | 0 | 0 | 0 | 0 | 0 | 0 | 0 | 0 | 0 | 0 | 0 | 0 | 0 | 0 | 0 | 0 | 0 | 0 | 0 | 0 | 0 | 0 | 0 | 0 | 0 | 0
Lct_BB001 | Number | SEPD | Consumer Transformation | GRIFFIN WINDFARM GSP | 0 | 0 | 0 | 0 | 0 | 0 | 0 | 0 | 0 | 0 | 0 | 0 | 0 | 0 | 0 | 0 | 0 | 0 | 0 | 0 | 0 | 0 | 0 | 0 | 0 | 0 | 0 | 0 | 0 | 0 | 0 | 0
Lct_BB003 | Number | SEPD | Consumer Transformation | GRIFFIN WINDFARM GSP | 0 | 0 | 0 | 0 | 0 | 0 | 0 | 0 | 0 | 0 | 0 | 0 | 0 | 0 | 0 | 0 | 0 | 0 | 0 | 0 | 0 | 0 | 0 | 0 | 0 | 0 | 0 | 0 | 0 | 0 | 0 | 0
Lct_BB005 | Number | SEPD | Consumer Transformation | GRIFFIN WINDFARM GSP | 0 | 0 | 0 | 0 | 0 | 0 | 0 | 0 | 0 | 0 | 0 | 0 | 0 | 0 | 0 | 0 | 0 | 0 | 0 | 0 | 0 | 0 | 0 | 0 | 0 | 0 | 0 | 0 | 0 | 0 | 0 | 0
Lct_BB006 | Number | SEPD | Consumer Transformation | GRIFFIN WINDFARM GSP | 0 | 0 | 0 | 0 | 0 | 0 | 0 | 0 | 0 | 0 | 0 | 0 | 0 | 0 | 0 | 0 | 0 | 0 | 0 | 0 | 0 | 0 | 0 | 0 | 0 | 0 | 0 | 0 | 0 | 0 | 0 | 0
Lct_BB007 | Number | SEPD | Consumer Transformation | GRIFFIN WINDFARM GSP | 0 | 0 | 0 | 0 | 0 | 0 | 0 | 0 | 0 | 0 | 0 | 0 | 0 | 0 | 0 | 0 | 0 | 0 | 0 | 0 | 0 | 0 | 0 | 0 | 0 | 0 | 0 | 0 | 0 | 0 | 0 | 0
Lct_BB008 | Number | SEPD | Consumer Transformation | GRIFFIN WINDFARM GSP | 0 | 0 | 0 | 0 | 0 | 0 | 0 | 0 | 0 | 0 | 0 | 0 | 0 | 0 | 0 | 0 | 0 | 0 | 0 | 0 | 0 | 0 | 0 | 0 | 0 | 0 | 0 | 0 | 0 | 0 | 0 | 0
Lct_BB010b | MW | SEPD | Consumer Transformation | GRIFFIN WINDFARM GSP | 0 | 0 | 0 | 0 | 0 | 0 | 0 | 0 | 0 | 0 | 0 | 0 | 0 | 0 | 0 | 0 | 0 | 0 | 0 | 0 | 0 | 0 | 0 | 0 | 0 | 0 | 0 | 0 | 0 | 0 | 0 | 0
Lct_BB011b | MW | SEPD | Consumer Transformation | GRIFFIN WINDFARM GSP | 0 | 0 | 0 | 0 | 0 | 0 | 0 | 0 | 0 | 0 | 0 | 0 | 0 | 0 | 0 | 0 | 0 | 0 | 0 | 0 | 0 | 0 | 0 | 0 | 0 | 0 | 0 | 0 | 0 | 0 | 0 | 0
Lct_BB012b | MW | SEPD | Consumer Transformation | GRIFFIN WINDFARM GSP | 0 | 0 | 0 | 0 | 0 | 0 | 0 | 0 | 0 | 0 | 0 | 0 | 0 | 0 | 0 | 0 | 0 | 0 | 0 | 0 | 0 | 0 | 0 | 0 | 0 | 0 | 0 | 0 | 0 | 0 | 0 | 0
Lct_BB013b | MW | SEPD | Consumer Transformation | GRIFFIN WINDFARM GSP | 0 | 0 | 0 | 0 | 0 | 0 | 0 | 0 | 0 | 0 | 0 | 0 | 0 | 0 | 0 | 0 | 0 | 0 | 0 | 0 | 0 | 0 | 0 | 0 | 0 | 0 | 0 | 0 | 0 | 0 | 0 | 0
Lct_BB014 | Number | SEPD | Consumer Transformation | GRIFFIN WINDFARM GSP | 0 | 0 | 0 | 0 | 0 | 0 | 0 | 0 | 0 | 0 | 0 | 0 | 0 | 0 | 0 | 0 | 0 | 0 | 0 | 0 | 0 | 0 | 0 | 0 | 0 | 0 | 0 | 0 | 0 | 0 | 0 | 0
Other generation | MW | SEPD | Consumer Transformation | GRIFFIN WINDFARM GSP | 0 | 0 | 0 | 0 | 0 | 0 | 0 | 0 | 0 | 0 | 0 | 0 | 0 | 0 | 0 | 0 | 0 | 0 | 0 | 0 | 0 | 0 | 0 | 0 | 0 | 0 | 0 | 0 | 0 | 0 | 0 | 0
Srg_BB001 | MW | SEPD | Consumer Transformation | GRIFFIN WINDFARM GSP | 0 | 0 | 0 | 0 | 0 | 0 | 0 | 0 | 0 | 2.7477e-05 | 8.1484e-05 | 0.0002601 | 0.0003077 | 0.0003866 | 0.00049528 | 0.00062919 | 0.00096328 | 0.0015088 | 0.002154 | 0.0028755 | 0.0037135 | 0.004659 | 0.0049927 | 0.0053507 | 0.0057158 | 0.0061005 | 0.0064939 | 0.0067271 | 0.006963 | 0.0072007 | 0.0074499 | 0.007699
Srg_BB002 | MW | SEPD | Consumer Transformation | GRIFFIN WINDFARM GSP | 0 | 0 | 0 | 0 | 0 | 0 | 0 | 0 | 0 | 0 | 0 | 0 | 0 | 0 | 0 | 0 | 0 | 0 | 0 | 0 | 0 | 0 | 0 | 0 | 0 | 0 | 0 | 0 | 0 | 0 | 0 | 0
Data centres (MW) | MW | SEPD | Consumer Transformation | Glenagnes | 0 | 0 | 0 | 0 | 0 | 0 | 0 | 0 | 0 | 0 | 0 | 0 | 0 | 0 | 0 | 0 | 0 | 0 | 0 | 0 | 0 | 0 | 0 | 0 | 0 | 0 | 0 | 0 | 0 | 0 | 0 | 0
Dem_BB001a | Number of homes (cumulative) | SEPD | Consumer Transformation | Glenagnes | 0 | 48.3454 | 117.7689 | 139.0712 | 247.3821 | 310.6789 | 380.0039 | 433.2962 | 486.5421 | 533.864 | 562.0938 | 590.5429 | 615.5429 | 632.5429 | 645.5429 | 658.5429 | 666.5429 | 672.1497 | 677.8127 | 680.3969 | 680.9263 | 681.3786 | 681.6295 | 681.8356 | 682.0015 | 682.1334 | 682.2414 | 682.3295 | 682.4009 | 682.4528 | 682.4873 | 682.5036
Dem_BB002b | Floorspace (m2) (cumulative) | SEPD | Consumer Transformation | Glenagnes | 0 | 0 | 560 | 584 | 2108 | 9277 | 10011 | 18725 | 22254 | 23830.5 | 25407 | 26983.5 | 29220 | 31182.5 | 32690 | 34245 | 34612.5 | 34802.5 | 34992.5 | 35182.5 | 35372.5 | 35507.5 | 35602.5 | 35650 | 35650 | 35650 | 35650 | 35650 | 35650 | 35650 | 35650 | 35650
Domestic direct electric heating | Number | SEPD | Consumer Transformation | Glenagnes | 742.0167 | 747.2022 | 754.6537 | 753.3375 | 761.798 | 756.1563 | 747.8165 | 717.9418 | 687.0722 | 664.5052 | 633.956 | 603.5308 | 577.6966 | 563.8405 | 556.2156 | 552.2078 | 547.8966 | 543.6378 | 539.1292 | 534.5111 | 529.8847 | 525.3344 | 521.236 | 517.2693 | 513.3724 | 509.4925 | 505.6329 | 501.7687 | 497.9453 | 494.1257 | 490.3292 | 486.5198
Gas: Hydrogen peaking | MW | SEPD | Consumer Transformation | Glenagnes | 0 | 0 | 0 | 0 | 0 | 0 | 0 | 0 | 0 | 0 | 0 | 0 | 0 | 0 | 0 | 0 | 0 | 0 | 0 | 0 | 0 | 3 | 3 | 3 | 3 | 3 | 3 | 3 | 3 | 3 | 3 | 3
Gen_BB001 | MW | SEPD | Consumer Transformation | Glenagnes | 3 | 3 | 3 | 3 | 3 | 3 | 3 | 3 | 3 | 3 | 3 | 0 | 0 | 0 | 0 | 0 | 0 | 0 | 0 | 0 | 0 | 0 | 0 | 0 | 0 | 0 | 0 | 0 | 0 | 0 | 0 | 0
Gen_BB004 | MW | SEPD | Consumer Transformation | Glenagnes | 0 | 0 | 0 | 0 | 0 | 0 | 0 | 0 | 0 | 0 | 0 | 0 | 0 | 0 | 0 | 0 | 0 | 0 | 0 | 0 | 0 | 0 | 0 | 0 | 0 | 0 | 0 | 0 | 0 | 0 | 0 | 0
Gen_BB005 | MW | SEPD | Consumer Transformation | Glenagnes | 0 | 0 | 0 | 0 | 0 | 0 | 0 | 0 | 0 | 0 | 0 | 0 | 0 | 0 | 0 | 0 | 0 | 0 | 0 | 0 | 0 | 0 | 0 | 0 | 0 | 0 | 0 | 0 | 0 | 0 | 0 | 0
Gen_BB006 | MW | SEPD | Consumer Transformation | Glenagnes | 0 | 0 | 0 | 0 | 0 | 0 | 0 | 0 | 0 | 0 | 0 | 0 | 0 | 0 | 0 | 0 | 0 | 0 | 0 | 0 | 0 | 0 | 0 | 0 | 0 | 0 | 0 | 0 | 0 | 0 | 0 | 0
Gen_BB008 | MW | SEPD | Consumer Transformation | Glenagnes | 0 | 0 | 0 | 0 | 0 | 0 | 0 | 0 | 0 | 0 | 0 | 0 | 0 | 0 | 0 | 0 | 0 | 0 | 0 | 0 | 0 | 0 | 0 | 0 | 0 | 0 | 0 | 0 | 0 | 0 | 0 | 0
Gen_BB010 | MW | SEPD | Consumer Transformation | Glenagnes | 0 | 0 | 0 | 0 | 0 | 0 | 0 | 0 | 0 | 0 | 0 | 0 | 0 | 0 | 0 | 0 | 0 | 0 | 0 | 0 | 0 | 0 | 0 | 0 | 0 | 0 | 0 | 0 | 0 | 0 | 0 | 0
Gen_BB011 | MW | SEPD | Consumer Transformation | Glenagnes | 0 | 0 | 0 | 0 | 0 | 0 | 0 | 0 | 0 | 0 | 0 | 0 | 0 | 0 | 0 | 0 | 0 | 0 | 0 | 0 | 0 | 0 | 0 | 0 | 0 | 0 | 0 | 0 | 0 | 0 | 0 | 0
Gen_BB012 | MW | SEPD | Consumer Transformation | Glenagnes | 0.127 | 0.22706 | 0.22716 | 0.22731 | 0.22749 | 0.22765 | 0.22783 | 0.22803 | 0.22818 | 0.22831 | 0.22843 | 0.22853 | 0.22863 | 0.22871 | 0.22878 | 0.22884 | 0.22931 | 0.22978 | 0.23027 | 0.23077 | 0.23127 | 0.23178 | 0.2323 | 0.23282 | 0.23335 | 0.23379 | 0.23423 | 0.23467 | 0.23512 | 0.23556 | 0.23601 | 0.23647
Gen_BB013 | MW | SEPD | Consumer Transformation | Glenagnes | 0.019357 | 0.024424 | 0.039954 | 0.047199 | 0.097349 | 0.13419 | 0.18283 | 0.22588 | 0.27465 | 0.32296 | 0.35487 | 0.38981 | 0.42713 | 0.45903 | 0.48917 | 0.52427 | 0.55881 | 0.59345 | 0.62385 | 0.65292 | 0.6806 | 0.70824 | 0.74311 | 0.77949 | 0.81739 | 0.8547 | 0.8921 | 0.92962 | 0.96725 | 1.005 | 1.0428 | 1.0808
Gen_BB014 | MW | SEPD | Consumer Transformation | Glenagnes | 0 | 0 | 0 | 0 | 0 | 0 | 0 | 0 | 0 | 0 | 0 | 0 | 0 | 0 | 0 | 0 | 0 | 0 | 0 | 0 | 0 | 0 | 0 | 0 | 0 | 0 | 0 | 0 | 0 | 0 | 0 | 0
Gen_BB015 | MW | SEPD | Consumer Transformation | Glenagnes | 0 | 0 | 0 | 0 | 0 | 0 | 0 | 0 | 0 | 0 | 0 | 0 | 0 | 0 | 0 | 0 | 0 | 0 | 0 | 0 | 0 | 0 | 0 | 0 | 0 | 0 | 0 | 0 | 0 | 0 | 0 | 0
Gen_BB016 | MW | SEPD | Consumer Transformation | Glenagnes | 0 | 0 | 0 | 0 | 0 | 0 | 0 | 0 | 0 | 0 | 0 | 0 | 0 | 0 | 0 | 0 | 0 | 0 | 0 | 0 | 0 | 0 | 0 | 0 | 0 | 0 | 0 | 0 | 0 | 0 | 0 | 0
Gen_BB017 | MW | SEPD | Consumer Transformation | Glenagnes | 0 | 0 | 0 | 0 | 0 | 0 | 0 | 0 | 0 | 0 | 0 | 0 | 0 | 0 | 0 | 0 | 0 | 0 | 0 | 0 | 0 | 0 | 0 | 0 | 0 | 0 | 0 | 0 | 0 | 0 | 0 | 0
Gen_BB018 | MW | SEPD | Consumer Transformation | Glenagnes | 5.2 | 5.2 | 5.2 | 5.2 | 5.2 | 5.2 | 5.2 | 5.2 | 5.2 | 5.2 | 5.2 | 5.2 | 5.2 | 5.2 | 5.2 | 5.2 | 5.2 | 5.2 | 5.2 | 5.2 | 5.2 | 5.2 | 5.2 | 5.2 | 5.2 | 5.2 | 5.2 | 5.2 | 5.2 | 5.2 | 5.2 | 5.2
Hydrogen electrolysis | MW | SEPD | Consumer Transformation | Glenagnes | 0 | 0 | 0 | 0 | 0 | 0 | 0 | 0 | 0 | 0 | 0 | 0 | 0 | 0 | 0 | 0 | 0 | 0 | 0 | 0 | 0 | 0 | 0 | 0 | 0 | 0 | 0 | 0 | 0 | 0 | 0 | 0
Lct_BB001 | Number | SEPD | Consumer Transformation | Glenagnes | 5.9321 | 8.8556 | 14.7095 | 28.3164 | 45.7875 | 70.041 | 117.466 | 195.7477 | 274.0523 | 352.3277 | 430.6165 | 508.9195 | 606.3634 | 755.2121 | 919.7313 | 1097.5188 | 1290.7234 | 1488.7106 | 1685.1151 | 1873.284 | 2048.6397 | 2206.9464 | 2345.1456 | 2458.5688 | 2552.1193 | 2596.6593 | 2621.4398 | 2652.8488 | 2675.4776 | 2681.0343 | 2680.2019 | 2670.1649
Lct_BB003 | Number | SEPD | Consumer Transformation | Glenagnes | 0 | 0 | 0 | 0 | 0 | 0 | 0 | 0 | 0 | 0 | 0 | 0 | 0 | 0 | 0 | 0 | 0 | 0 | 0 | 0 | 0 | 0 | 0 | 0 | 0 | 0 | 0 | 0 | 0 | 0 | 0 | 0
Lct_BB005 | Number | SEPD | Consumer Transformation | Glenagnes | 3.897 | 32.3577 | 52.851 | 183.6408 | 439.08 | 712.154 | 946.4935 | 1265.568 | 1619.4558 | 1760.1168 | 1930.3494 | 2110.5237 | 2294.2529 | 2476.3339 | 2655.5294 | 2833.5947 | 3003.2079 | 3133.3292 | 3254.202 | 3371.0427 | 3483.4694 | 3592.7483 | 3666.4358 | 3741.0116 | 3802.8305 | 3862.1315 | 3919.0686 | 3932.8686 | 3946.6686 | 3960.4686 | 3974.2686 | 3988.0686
Lct_BB006 | Number | SEPD | Consumer Transformation | Glenagnes | 0 | 0 | 5.9715 | 11.8662 | 17.6834 | 23.4232 | 29.0856 | 41.6457 | 54.0028 | 60.3061 | 66.5044 | 72.5975 | 93.9049 | 114.9782 | 135.818 | 156.4232 | 176.7951 | 196.2271 | 215.4332 | 234.4125 | 253.1663 | 271.6927 | 278.0595 | 284.3813 | 290.6585 | 296.8916 | 303.0809 | 303.0809 | 303.0809 | 303.0809 | 303.0809 | 303.0809
Lct_BB007 | Number | SEPD | Consumer Transformation | Glenagnes | 46.4278 | 57.6479 | 58.3073 | 96.7919 | 184.291 | 281.0186 | 370.5447 | 462.6408 | 561.2968 | 667.9584 | 798.1077 | 914.8708 | 974.7006 | 1033.8561 | 1092.3377 | 1150.1457 | 1207.2806 | 1236.2394 | 1265.1468 | 1294.0027 | 1322.8072 | 1351.5601 | 1364.2733 | 1384.8825 | 1405.5851 | 1426.3812 | 1447.2707 | 1443.1446 | 1439.0185 | 1434.8924 | 1430.7663 | 1426.6402
Lct_BB008 | Number | SEPD | Consumer Transformation | Glenagnes | 0 | 0 | 0.5508 | 1.0945 | 1.6311 | 2.1605 | 2.6828 | 3.8413 | 4.9812 | 6.1023 | 7.2048 | 8.2886 | 12.0785 | 15.8268 | 19.5334 | 23.1984 | 26.8218 | 30.2781 | 33.6942 | 37.07 | 40.4057 | 43.701 | 44.8333 | 45.9577 | 47.0743 | 48.183 | 49.2839 | 49.2839 | 49.2839 | 49.2839 | 49.2839 | 49.2839
Lct_BB010b | MW | SEPD | Consumer Transformation | Glenagnes | 0.046 | 0.05115 | 0.06958 | 0.1067 | 0.17303 | 0.2446 | 0.41465 | 0.59168 | 0.7725 | 0.93049 | 1.1322 | 1.3472 | 1.6575 | 1.9859 | 2.3535 | 2.6755 | 2.925 | 3.1724 | 3.3631 | 3.5616 | 3.6619 | 3.7201 | 3.7564 | 3.7564 | 3.7564 | 3.7564 | 3.7851 | 3.7851 | 3.7851 | 3.7851 | 3.7851 | 3.7851
Lct_BB011b | MW | SEPD | Consumer Transformation | Glenagnes | 0.193 | 0.2319 | 0.27017 | 0.38073 | 0.49105 | 0.6247 | 0.83989 | 1.1648 | 1.5591 | 1.8472 | 2.1563 | 2.521 | 2.8424 | 3.1606 | 3.4667 | 3.743 | 3.9852 | 4.1801 | 4.3257 | 4.4208 | 4.4792 | 4.5131 | 4.5317 | 4.5485 | 4.5718 | 4.6061 | 4.6085 | 4.6085 | 4.6085 | 4.6085 | 4.6085 | 4.6085
Lct_BB012b | MW | SEPD | Consumer Transformation | Glenagnes | 0.312 | 0.349 | 0.38591 | 0.46129 | 0.52005 | 0.58582 | 0.65916 | 0.74517 | 0.84238 | 0.94421 | 1.0547 | 1.1653 | 1.3345 | 1.5057 | 1.6696 | 1.818 | 1.9485 | 2.053 | 2.1299 | 2.1882 | 2.2329 | 2.2654 | 2.287 | 2.2973 | 2.308 | 2.3222 | 2.3447 | 2.3447 | 2.3447 | 2.3447 | 2.3447 | 2.3447
Lct_BB013b | MW | SEPD | Consumer Transformation | Glenagnes | 0 | 0 | 0 | 0 | 0 | 0 | 0 | 0 | 0 | 0 | 0 | 0 | 0 | 0 | 0 | 0 | 0 | 0 | 0 | 0 | 0 | 0 | 0 | 0 | 0 | 0 | 0 | 0 | 0 | 0 | 0 | 0
Lct_BB014 | Number | SEPD | Consumer Transformation | Glenagnes | 47.4206 | 47.7846 | 53.6857 | 60.9518 | 68.9332 | 77.9291 | 88.2489 | 89.7744 | 100.4812 | 112.4652 | 125.7374 | 140.8208 | 140.2215 | 157.9605 | 178.3062 | 201.2239 | 226.9663 | 339.4251 | 365.6389 | 394.5128 | 426.6546 | 461.9874 | 449.9291 | 488.744 | 529.4257 | 576.4811 | 628.4743 | 708.6076 | 798.7272 | 900.5301 | 1015.0792 | 1144.0712
Other generation | MW | SEPD | Consumer Transformation | Glenagnes | 0 | 0 | 0 | 0 | 0 | 0 | 0 | 0 | 0 | 0 | 0 | 0 | 0 | 0 | 0 | 0 | 0 | 0 | 0 | 0 | 0 | 0 | 0 | 0 | 0 | 0 | 0 | 0 | 0 | 0 | 0 | 0
Srg_BB001 | MW | SEPD | Consumer Transformation | Glenagnes | 0 | 0.11005 | 0.12106 | 0.13206 | 0.14307 | 0.15407 | 0.16508 | 0.34116 | 0.35217 | 0.36317 | 0.37418 | 0.38518 | 0.52429 | 0.66868 | 0.81835 | 0.9733 | 1.1335 | 1.2097 | 1.2885 | 1.3699 | 1.454 | 1.5407 | 1.6233 | 1.7058 | 1.7883 | 1.8709 | 1.9534 | 1.9534 | 1.9534 | 1.9534 | 1.9534 | 1.9534
Srg_BB002 | MW | SEPD | Consumer Transformation | Glenagnes | 0 | 0 | 3.7303e-05 | 7.5325e-05 | 0.00011514 | 0.00015922 | 0.0002071 | 0.00064936 | 0.00099398 | 0.0013822 | 0.0018035 | 0.0022687 | 0.0024479 | 0.002621 | 0.0027824 | 0.002934 | 0.0031084 | 0.0034482 | 0.0038376 | 0.0042789 | 0.0047697 | 0.0053119 | 0.0063076 | 0.0074141 | 0.0086288 | 0.009945 | 0.011263 | 0.012669 | 0.014163 | 0.015747 | 0.01742 | 0.019184
Data centres (MW) | MW | SEPD | Consumer Transformation | Grudie Bridge | 0 | 0 | 0 | 0 | 0 | 0 | 0 | 0 | 0 | 0 | 0 | 0 | 0 | 0 | 0 | 0 | 0 | 0 | 0 | 0 | 0 | 0 | 0 | 0 | 0 | 0 | 0 | 0 | 0 | 0 | 0 | 0
Dem_BB001a | Number of homes (cumulative) | SEPD | Consumer Transformation | Grudie Bridge | 0 | 18 | 19 | 20 | 20 | 20 | 20 | 20 | 20 | 20 | 20 | 20 | 20 | 20 | 20 | 20 | 20 | 20.5189 | 21.086 | 21.5856 | 22.0384 | 22.5321 | 22.8059 | 23.0309 | 23.212 | 23.3559 | 23.4738 | 23.57 | 23.648 | 23.7046 | 23.7422 | 23.76
Dem_BB002b | Floorspace (m2) (cumulative) | SEPD | Consumer Transformation | Grudie Bridge | 0 | 0 | 0 | 5639.4 | 10437.75 | 17263 | 18593.2 | 19923.4 | 21253.6 | 22583.8 | 23914 | 25244.2 | 26104.45 | 26604 | 26604 | 26604 | 26604 | 26604 | 26604 | 26604 | 26604 | 26604 | 26604 | 26604 | 26604 | 26604 | 26604 | 26604 | 26604 | 26604 | 26604 | 26604
Domestic direct electric heating | Number | SEPD | Consumer Transformation | Grudie Bridge | 1594.7822 | 1596.7243 | 1596.8329 | 1573.0876 | 1543.9469 | 1503.1793 | 1434.4623 | 1388.2495 | 1340.7511 | 1308.5632 | 1272.4772 | 1238.184 | 1232.284 | 1226.018 | 1223.7997 | 1216.7488 | 1210.0305 | 1203.462 | 1196.8648 | 1190.325 | 1183.9343 | 1177.8383 | 1172.0303 | 1166.2803 | 1160.638 | 1155.0352 | 1149.4739 | 1143.937 | 1138.4542 | 1133.4743 | 1128.7102 | 1124.2895
Gas: Hydrogen peaking | MW | SEPD | Consumer Transformation | Grudie Bridge | 0 | 0 | 0 | 0 | 0 | 0 | 0 | 0 | 0 | 0 | 0 | 0 | 0 | 0 | 0 | 0 | 0 | 0 | 0 | 0 | 0 | 0 | 0 | 0 | 0 | 0 | 0 | 0 | 0 | 0 | 0 | 0
Gen_BB001 | MW | SEPD | Consumer Transformation | Grudie Bridge | 0 | 0 | 0 | 0 | 0 | 0 | 0 | 0 | 0 | 0 | 0 | 0 | 0 | 0 | 0 | 0 | 0 | 0 | 0 | 0 | 0 | 0 | 0 | 0 | 0 | 0 | 0 | 0 | 0 | 0 | 0 | 0
Gen_BB004 | MW | SEPD | Consumer Transformation | Grudie Bridge | 0 | 0 | 0 | 0 | 0 | 0 | 0 | 0 | 0 | 0 | 0 | 0 | 0 | 0 | 0 | 0 | 0 | 0 | 0 | 0 | 0 | 0 | 0 | 0 | 0 | 0 | 0 | 0 | 0 | 0 | 0 | 0
Gen_BB005 | MW | SEPD | Consumer Transformation | Grudie Bridge | 0 | 0 | 0 | 0 | 0 | 0 | 0 | 0 | 0 | 0 | 0 | 0 | 0 | 0 | 0 | 0 | 0 | 0 | 0 | 0 | 0 | 0 | 0 | 0 | 0 | 0 | 0 | 0 | 0 | 0 | 0 | 0
Gen_BB006 | MW | SEPD | Consumer Transformation | Grudie Bridge | 0 | 0 | 0 | 0 | 0 | 0 | 0 | 0 | 0 | 0 | 0 | 0 | 0 | 0 | 0 | 0 | 0 | 0 | 0 | 0 | 0 | 0 | 0 | 0 | 0 | 0 | 0 | 0 | 0 | 0 | 0 | 0
Gen_BB008 | MW | SEPD | Consumer Transformation | Grudie Bridge | 0 | 0 | 0 | 0 | 0 | 0 | 0 | 0 | 0 | 0 | 0 | 0 | 0 | 0 | 0 | 0 | 0 | 0 | 0 | 0 | 0 | 0 | 0 | 0 | 0 | 0 | 0 | 0 | 0 | 0 | 0 | 0
Gen_BB010 | MW | SEPD | Consumer Transformation | Grudie Bridge | 0 | 0 | 0 | 0 | 0 | 0 | 0 | 0 | 0 | 0 | 0 | 0 | 0 | 0 | 0 | 0 | 0 | 0 | 0 | 0 | 0 | 0 | 0 | 0 | 0 | 0 | 0 | 0 | 0 | 0 | 0 | 0
Gen_BB011 | MW | SEPD | Consumer Transformation | Grudie Bridge | 0 | 0 | 0 | 0 | 0 | 0 | 0 | 0 | 0 | 0 | 0 | 0 | 0 | 0 | 0 | 0 | 0 | 0 | 0 | 0 | 0 | 0 | 0 | 0 | 0 | 0 | 0 | 0 | 0 | 0 | 0 | 0
Gen_BB012 | MW | SEPD | Consumer Transformation | Grudie Bridge | 0.03816 | 0.040166 | 0.043872 | 0.049237 | 0.05646 | 0.062964 | 0.071251 | 0.080958 | 0.089672 | 0.09767 | 0.10587 | 0.11389 | 0.12189 | 0.1296 | 0.13709 | 0.14441 | 0.15727 | 0.17013 | 0.18312 | 0.19611 | 0.20916 | 0.22227 | 0.23551 | 0.2488 | 0.26213 | 0.27317 | 0.28423 | 0.29533 | 0.30646 | 0.31762 | 0.32881 | 0.34004
Gen_BB013 | MW | SEPD | Consumer Transformation | Grudie Bridge | 0.66994 | 0.677 | 0.68682 | 0.70198 | 0.72345 | 0.74465 | 0.77386 | 0.81138 | 0.84806 | 0.88407 | 0.92323 | 0.96368 | 1.0057 | 1.0489 | 1.0962 | 1.1464 | 1.2597 | 1.3734 | 1.4858 | 1.5975 | 1.7106 | 1.8278 | 1.9497 | 2.0712 | 2.1937 | 2.2986 | 2.4033 | 2.5079 | 2.6126 | 2.7173 | 2.8221 | 2.9269
Gen_BB014 | MW | SEPD | Consumer Transformation | Grudie Bridge | 0 | 0 | 0 | 0 | 0 | 0 | 0 | 0 | 0 | 0 | 0 | 0 | 0 | 0 | 0 | 0 | 0 | 0 | 0 | 0 | 0 | 0 | 0 | 0 | 0 | 0 | 0 | 0 | 0 | 0 | 0 | 0
Gen_BB015 | MW | SEPD | Consumer Transformation | Grudie Bridge | 39.1 | 39.1 | 39.1 | 39.1 | 39.1 | 39.1 | 39.1 | 39.1 | 39.1 | 39.4613 | 39.886 | 40.4702 | 41.021 | 41.7265 | 42.2997 | 42.8906 | 43.4985 | 44.146 | 44.8358 | 45.5705 | 65.8527 | 66.6021 | 67.3382 | 68.0238 | 68.6782 | 69.2942 | 69.898 | 70.4947 | 71.0808 | 71.6907 | 72.286 | 72.9041
Gen_BB016 | MW | SEPD | Consumer Transformation | Grudie Bridge | 0.55785 | 0.55785 | 0.55839 | 0.55933 | 0.56096 | 0.56782 | 0.57323 | 0.58372 | 0.60296 | 0.63453 | 0.68665 | 0.74377 | 0.81005 | 0.87253 | 0.93407 | 1.0116 | 1.0729 | 1.134 | 1.7389 | 1.8419 | 1.9432 | 2.0427 | 2.1403 | 2.236 | 2.3297 | 2.4214 | 2.511 | 2.6015 | 2.6929 | 2.7853 | 2.8785 | 2.9727
Gen_BB017 | MW | SEPD | Consumer Transformation | Grudie Bridge | 0 | 0 | 0 | 0 | 0 | 0 | 0 | 0 | 0 | 0 | 0 | 0 | 0 | 0 | 0 | 0 | 0 | 0 | 0 | 0 | 0 | 0 | 0 | 0 | 0 | 0 | 0 | 0 | 0 | 0 | 0 | 0
Gen_BB018 | MW | SEPD | Consumer Transformation | Grudie Bridge | 55.9679 | 58.0179 | 60.5179 | 60.5179 | 60.6526 | 62.5577 | 63.1298 | 63.9901 | 64.8509 | 65.7674 | 66.627 | 67.5441 | 68.4043 | 69.2651 | 70.1242 | 71.0412 | 71.902 | 72.6702 | 73.4077 | 74.1725 | 74.856 | 75.5736 | 76.156 | 76.664 | 77.2117 | 77.7452 | 78.3208 | 78.8282 | 79.3242 | 79.8674 | 80.4021 | 80.872
Hydrogen electrolysis | MW | SEPD | Consumer Transformation | Grudie Bridge | 0 | 0 | 0 | 0 | 0 | 0 | 0 | 0 | 0 | 0 | 0 | 0 | 0 | 0 | 0 | 0 | 0 | 0 | 0 | 0 | 0 | 0 | 0 | 0 | 0 | 0 | 0 | 0 | 0 | 0 | 0 | 0
Lct_BB001 | Number | SEPD | Consumer Transformation | Grudie Bridge | 18.6733 | 31.8487 | 58.2558 | 117.035 | 185.7452 | 279.0096 | 509.3955 | 757.7724 | 1006.1746 | 1254.5867 | 1502.9803 | 1751.3528 | 2138.8015 | 2568.2218 | 3002.0546 | 3421.9582 | 3822.3012 | 4178.0947 | 4479.1622 | 4721.2271 | 4915.8997 | 5066.0511 | 5173.3103 | 5206.776 | 5223.501 | 5209.5484 | 5062.0324 | 5041.9511 | 5008.1401 | 4946.976 | 4873.6581 | 4789.3809
Lct_BB003 | Number | SEPD | Consumer Transformation | Grudie Bridge | 0 | 0 | 0 | 0 | 0 | 0 | 0 | 0 | 0 | 0 | 0 | 0 | 0 | 0 | 0 | 0 | 0 | 0 | 0 | 0 | 0 | 0 | 0 | 0 | 0 | 0 | 0 | 0 | 0 | 0 | 0 | 0
Lct_BB005 | Number | SEPD | Consumer Transformation | Grudie Bridge | 248.0153 | 267.0075 | 273.399 | 320.851 | 475.036 | 702.5743 | 941.4944 | 1155.4927 | 1375.4811 | 1727.8479 | 2150.2787 | 2509.1989 | 2616.1008 | 2722.8617 | 2829.7279 | 2935.6261 | 3042.1361 | 3060.5247 | 3081.4194 | 3105.3657 | 3132.8784 | 3164.7402 | 3180.5897 | 3196.4687 | 3241.5441 | 3287.3595 | 3333.9748 | 3344.1748 | 3354.3748 | 3364.5748 | 3374.7748 | 3384.9748
Lct_BB006 | Number | SEPD | Consumer Transformation | Grudie Bridge | 0 | 0 | 0 | 0 | 0 | 0 | 0 | 0 | 0 | 0 | 0 | 0 | 0 | 0 | 0 | 0 | 0 | 0 | 0 | 0 | 0 | 0 | 0 | 0 | 0 | 0 | 0 | 0 | 0 | 0 | 0 | 0
Lct_BB007 | Number | SEPD | Consumer Transformation | Grudie Bridge | 0 | 0 | 0 | 0 | 0 | 0 | 0 | 0 | 0 | 0 | 0 | 0 | 0 | 0 | 0 | 0 | 0 | 0 | 0 | 0 | 0 | 0 | 0 | 0 | 0 | 0 | 0 | 0 | 0 | 0 | 0 | 0
Lct_BB008 | Number | SEPD | Consumer Transformation | Grudie Bridge | 0 | 0 | 0 | 0 | 0 | 0 | 0 | 0 | 0 | 0 | 0 | 0 | 0 | 0 | 0 | 0 | 0 | 0 | 0 | 0 | 0 | 0 | 0 | 0 | 0 | 0 | 0 | 0 | 0 | 0 | 0 | 0
Lct_BB010b | MW | SEPD | Consumer Transformation | Grudie Bridge | 0.077 | 0.09844 | 0.20367 | 0.49712 | 0.8174 | 1.2672 | 2.3759 | 3.594 | 4.6939 | 5.7315 | 6.7266 | 7.8062 | 9.685 | 12.0249 | 15.3655 | 19.0652 | 21.7154 | 23.2426 | 24.0709 | 24.3473 | 24.7036 | 24.8152 | 24.8656 | 24.8656 | 24.8656 | 24.8656 | 24.8697 | 24.8697 | 24.8697 | 24.8697 | 24.8697 | 24.8697
Lct_BB011b | MW | SEPD | Consumer Transformation | Grudie Bridge | 0.068 | 0.0716 | 0.08798 | 0.11481 | 0.141 | 0.17212 | 0.21437 | 0.26775 | 0.32983 | 0.3859 | 0.44638 | 0.51491 | 0.59403 | 0.67253 | 0.7469 | 0.8136 | 0.87105 | 0.91604 | 0.94881 | 0.96921 | 0.9801 | 0.9829 | 0.98447 | 0.98589 | 0.98785 | 0.99073 | 0.99094 | 0.99094 | 0.99094 | 0.99094 | 0.99094 | 0.99094
Lct_BB012b | MW | SEPD | Consumer Transformation | Grudie Bridge | 0.396 | 0.4048 | 0.41329 | 0.43061 | 0.44371 | 0.45848 | 0.47415 | 0.4886 | 0.50439 | 0.52122 | 0.53852 | 0.55344 | 0.5809 | 0.6072 | 0.6311 | 0.65085 | 0.66627 | 0.67627 | 0.68095 | 0.68454 | 0.68748 | 0.68982 | 0.69162 | 0.69249 | 0.6934 | 0.6946 | 0.6965 | 0.6965 | 0.6965 | 0.6965 | 0.6965 | 0.6965
Lct_BB013b | MW | SEPD | Consumer Transformation | Grudie Bridge | 0 | 0.0036 | 0.00715 | 0.01482 | 0.02064 | 0.02684 | 0.03819 | 0.05594 | 0.07519 | 0.08448 | 0.09382 | 0.10443 | 0.11679 | 0.12874 | 0.14005 | 0.14997 | 0.15846 | 0.16498 | 0.16957 | 0.17217 | 0.17339 | 0.17402 | 0.17402 | 0.17402 | 0.17402 | 0.17465 | 0.17465 | 0.17465 | 0.17465 | 0.17465 | 0.17465 | 0.17465
Lct_BB014 | Number | SEPD | Consumer Transformation | Grudie Bridge | 2.9276 | 2.9501 | 3.3144 | 3.763 | 4.2557 | 4.8111 | 5.4482 | 5.0349 | 5.6353 | 6.3074 | 7.0518 | 7.8977 | 7.4528 | 8.3956 | 9.477 | 10.6951 | 12.0633 | 18.0405 | 19.4338 | 20.9684 | 22.6768 | 24.5547 | 28.5335 | 30.995 | 33.575 | 36.5591 | 39.8564 | 44.9383 | 50.6534 | 57.1096 | 64.374 | 72.5544
Other generation | MW | SEPD | Consumer Transformation | Grudie Bridge | 0 | 0 | 0 | 0 | 0 | 0 | 0 | 0 | 0 | 0 | 0 | 0 | 0 | 0 | 0 | 0 | 0 | 0 | 0 | 0 | 0 | 0 | 0 | 0 | 0 | 0 | 0 | 0 | 0 | 0 | 0 | 0
Srg_BB001 | MW | SEPD | Consumer Transformation | Grudie Bridge | 0 | 0.019076 | 0.06052 | 0.10359 | 0.1463 | 0.19408 | 0.26527 | 0.55194 | 0.61035 | 0.67222 | 0.72934 | 0.83871 | 0.88379 | 0.93501 | 0.99139 | 1.0508 | 1.1502 | 1.2678 | 1.3921 | 1.5189 | 1.6976 | 1.8825 | 1.9524 | 2.0226 | 2.0909 | 2.1595 | 2.227 | 2.2572 | 2.2867 | 2.3154 | 2.3444 | 2.3724
Srg_BB002 | MW | SEPD | Consumer Transformation | Grudie Bridge | 0 | 0 | 0.0013192 | 0.0026926 | 0.0041746 | 0.0058633 | 0.0077684 | 0.026212 | 0.041224 | 0.05884 | 0.07879 | 0.10177 | 0.111 | 0.12028 | 0.12926 | 0.13802 | 0.14703 | 0.16314 | 0.1804 | 0.19891 | 0.21857 | 0.23946 | 0.27654 | 0.31656 | 0.3594 | 0.40497 | 0.44984 | 0.49697 | 0.54637 | 0.59805 | 0.65202 | 0.70827
Data centres (MW) | MW | SEPD | Consumer Transformation | Inverness | 0 | 0 | 0 | 0 | 0 | 0 | 0 | 0 | 0 | 0 | 0 | 0 | 0 | 0 | 0 | 0 | 0 | 0 | 0 | 0 | 0 | 0 | 0 | 0 | 0 | 0 | 0 | 0 | 0 | 0 | 0 | 0
Dem_BB001a | Number of homes (cumulative) | SEPD | Consumer Transformation | Inverness | 0 | 396.5722 | 794.0624 | 1132.4036 | 1482.7913 | 1846.1034 | 2170.5659 | 2527.8538 | 2841.8929 | 3161.3391 | 3474.2918 | 3800.9632 | 4134.3189 | 4419.1874 | 4674.9196 | 4837.451 | 4965.451 | 5075.5178 | 5185.8688 | 5276.8215 | 5349.4974 | 5406.7904 | 5447.062 | 5472.1067 | 5483.9479 | 5484.6161 | 5485.1637 | 5485.6104 | 5485.9724 | 5486.2354 | 5486.4101 | 5486.493
Dem_BB002b | Floorspace (m2) (cumulative) | SEPD | Consumer Transformation | Inverness | 0 | 0 | 19519.08 | 51538.352 | 100956.1857 | 146803.4143 | 184677.863 | 202304.375 | 220336.037 | 233911.049 | 247486.061 | 261061.073 | 272037.5233 | 278345.5467 | 281438.55 | 282248.85 | 282654 | 282654 | 282654 | 282654 | 282654 | 282654 | 282654 | 282654 | 282654 | 282654 | 282654 | 282654 | 282654 | 282654 | 282654 | 282654
Domestic direct electric heating | Number | SEPD | Consumer Transformation | Inverness | 5736.7859 | 5779.5629 | 5822.3258 | 5803.6977 | 5720.529 | 5581.9062 | 5332.5118 | 5056.1178 | 4779.6887 | 4591.3286 | 4366.8549 | 4151.2804 | 3996.9285 | 3912.3548 | 3870.3367 | 3837.1549 | 3803.6337 | 3769.3634 | 3734.8836 | 3700.2243 | 3665.0455 | 3629.3149 | 3594.4431 | 3559.1119 | 3524.014 | 3489.4452 | 3456.5008 | 3424.9508 | 3394.0926 | 3363.457 | 3333.3318 | 3303.4766
Gas: Hydrogen peaking | MW | SEPD | Consumer Transformation | Inverness | 0 | 0 | 0 | 0 | 0 | 0 | 0 | 0 | 0 | 0 | 0 | 0 | 0 | 0 | 0 | 0 | 0 | 0 | 0 | 0 | 0 | 0 | 0 | 0 | 0 | 0 | 0 | 0 | 0 | 0 | 0 | 0
Gen_BB001 | MW | SEPD | Consumer Transformation | Inverness | 0.35 | 0.35 | 0.35 | 0.35 | 0.35 | 0.35 | 0.35 | 0.35 | 0.35 | 0.35 | 0.12 | 0.12 | 0.12 | 0.12 | 0 | 0 | 0 | 0 | 0 | 0 | 0 | 0 | 0 | 0 | 0 | 0 | 0 | 0 | 0 | 0 | 0 | 0
Gen_BB004 | MW | SEPD | Consumer Transformation | Inverness | 0.24 | 0.24 | 0.24 | 0.24 | 0.24 | 0.24 | 0.24 | 0.24 | 0.24 | 0.24 | 0.24 | 0.24 | 0.24 | 0.24 | 0.24 | 0.24 | 0.24 | 0.24 | 0.24 | 0.24 | 0.24 | 0.24 | 0.24 | 0.24 | 0.24 | 0.24 | 0.24 | 0.24 | 0.24 | 0.24 | 0.24 | 0.24
Gen_BB005 | MW | SEPD | Consumer Transformation | Inverness | 0 | 0 | 0 | 0 | 0 | 0 | 0 | 0 | 0 | 0 | 0 | 0 | 0 | 0 | 0 | 0 | 0 | 0 | 0 | 0 | 0 | 0 | 0 | 0 | 0 | 0 | 0 | 0 | 0 | 0 | 0 | 0
Gen_BB006 | MW | SEPD | Consumer Transformation | Inverness | 0 | 1.2 | 1.2 | 1.2 | 1.2 | 1.2 | 1.2 | 1.2 | 1.2 | 1.2 | 1.2 | 1.2 | 1.2 | 1.2 | 1.2 | 1.2 | 1.2 | 1.2 | 1.2 | 1.2 | 1.2 | 0 | 0 | 0 | 0 | 0 | 0 | 0 | 0 | 0 | 0 | 0
Gen_BB008 | MW | SEPD | Consumer Transformation | Inverness | 0 | 0 | 0 | 0 | 0 | 0 | 0 | 0 | 0 | 0 | 0 | 0 | 0 | 0 | 0 | 0 | 0 | 0 | 0 | 0 | 0 | 0 | 0 | 0 | 0 | 0 | 0 | 0 | 0 | 0 | 0 | 0
Gen_BB010 | MW | SEPD | Consumer Transformation | Inverness | 0 | 0 | 0 | 0 | 0 | 0 | 0 | 0 | 0 | 0 | 0 | 0 | 0 | 0 | 0 | 0 | 0 | 0 | 0 | 0 | 0 | 0 | 0 | 0 | 0 | 0 | 0 | 0 | 0 | 0 | 0 | 0
Gen_BB011 | MW | SEPD | Consumer Transformation | Inverness | 0 | 0 | 0 | 0 | 0 | 0 | 0 | 0 | 0 | 0 | 0 | 0 | 0 | 0 | 0 | 0 | 0 | 0 | 0 | 0 | 0 | 0 | 0 | 0 | 0 | 0 | 0 | 0 | 0 | 0 | 0 | 0
Gen_BB012 | MW | SEPD | Consumer Transformation | Inverness | 0.21833 | 0.67012 | 0.68366 | 0.70563 | 0.7398 | 0.7752 | 0.82675 | 0.89625 | 0.96673 | 1.0378 | 1.1167 | 1.1993 | 1.2864 | 1.3741 | 1.4627 | 1.552 | 1.6383 | 1.7238 | 1.8095 | 1.8946 | 1.9796 | 2.0646 | 2.1501 | 2.2356 | 2.3212 | 2.3921 | 2.4631 | 2.5341 | 2.6052 | 2.6765 | 2.7478 | 2.8192
Gen_BB013 | MW | SEPD | Consumer Transformation | Inverness | 2.2037 | 2.3261 | 2.5679 | 2.919 | 3.4228 | 3.9694 | 4.6601 | 5.5426 | 6.4095 | 7.3044 | 8.277 | 9.321 | 10.4207 | 11.4867 | 12.5479 | 13.4921 | 14.3938 | 15.2739 | 16.1441 | 16.9932 | 17.8248 | 18.6365 | 19.4597 | 20.2634 | 21.0512 | 21.7184 | 22.3874 | 23.0581 | 23.7276 | 24.3989 | 25.0706 | 25.743
Gen_BB014 | MW | SEPD | Consumer Transformation | Inverness | 0 | 0 | 0 | 0 | 0 | 0 | 0 | 0 | 0 | 0 | 0 | 0 | 0 | 0 | 0 | 0 | 0 | 0 | 0 | 0 | 0 | 0 | 0 | 0 | 0 | 0 | 0 | 0 | 0 | 0 | 0 | 0
Gen_BB015 | MW | SEPD | Consumer Transformation | Inverness | 60 | 60 | 60 | 60 | 60 | 60 | 60 | 60 | 60 | 61.4245 | 63.0993 | 65.4029 | 67.5748 | 70.3568 | 72.617 | 74.947 | 77.3437 | 109.8972 | 112.6171 | 115.5141 | 118.4012 | 121.3563 | 124.2586 | 126.9623 | 129.5426 | 131.9715 | 134.3526 | 136.7052 | 139.0164 | 141.4211 | 143.7688 | 146.2057
Gen_BB016 | MW | SEPD | Consumer Transformation | Inverness | 0.72811 | 0.72811 | 0.73024 | 0.73396 | 0.74038 | 0.76743 | 0.78875 | 0.8301 | 0.90599 | 1.0305 | 1.236 | 1.4612 | 1.7226 | 1.9689 | 2.2116 | 3.0173 | 3.2591 | 3.5001 | 3.9134 | 4.3199 | 4.7193 | 5.1116 | 5.4964 | 5.8737 | 6.2432 | 6.6047 | 6.9581 | 7.315 | 7.6755 | 8.0395 | 8.4072 | 8.7786
Gen_BB017 | MW | SEPD | Consumer Transformation | Inverness | 0 | 0 | 0 | 0 | 0 | 0 | 0 | 0 | 0 | 0 | 0 | 0 | 0 | 0 | 0 | 0 | 0 | 0 | 0 | 0 | 0 | 0 | 0 | 0 | 0 | 0 | 0 | 0 | 0 | 0 | 0 | 0
Gen_BB018 | MW | SEPD | Consumer Transformation | Inverness | 6.95 | 7.05 | 7.05 | 7.05 | 7.0735 | 7.4058 | 7.5056 | 7.6557 | 7.8058 | 7.9657 | 8.1156 | 8.2756 | 8.4257 | 8.5758 | 8.7257 | 8.8856 | 9.0358 | 9.1698 | 9.2984 | 9.4318 | 9.5511 | 9.6762 | 9.7778 | 9.8664 | 9.962 | 10.055 | 10.1554 | 10.2439 | 10.3305 | 10.4252 | 10.5185 | 10.6004
Hydrogen electrolysis | MW | SEPD | Consumer Transformation | Inverness | 0 | 0 | 0 | 0 | 0 | 0 | 0 | 0 | 0 | 0 | 0 | 0 | 0.7 | 0.7 | 0.7 | 6 | 11.4 | 16.4 | 21.5 | 22 | 22.7 | 22.7 | 22.7 | 23.7 | 23.7 | 23.7 | 23.8 | 23.8 | 23.8 | 23.8 | 24 | 24
Lct_BB001 | Number | SEPD | Consumer Transformation | Inverness | 117.6889 | 195.0257 | 349.5604 | 696.3961 | 1109.355 | 1671.5062 | 2774.1751 | 4119.0404 | 5463.9411 | 6808.8423 | 8153.6981 | 9498.689 | 11523.0345 | 13980.5865 | 16538.7593 | 19112.9417 | 21693.3778 | 24126.667 | 26338.6129 | 28278.1722 | 29965.7359 | 31389.5176 | 32540.1602 | 33272.8024 | 33834.9294 | 34017.3757 | 33576.6477 | 33665.5759 | 33654.9771 | 33446.9326 | 33157.8166 | 32777.4934
Lct_BB003 | Number | SEPD | Consumer Transformation | Inverness | 0 | 0 | 0 | 0 | 0 | 0 | 0 | 0 | 0 | 0 | 0 | 0 | 0 | 0 | 0 | 0 | 0 | 0 | 0 | 0 | 0 | 0 | 0 | 0 | 0 | 0 | 0 | 0 | 0 | 0 | 0 | 0
Lct_BB005 | Number | SEPD | Consumer Transformation | Inverness | 274.8733 | 410.4579 | 492.8418 | 992.4056 | 2019.3011 | 3259.6821 | 4289.495 | 5560 | 6868.9887 | 8196.0105 | 9778.594 | 11346.0648 | 12782.5935 | 14195.3633 | 15598.0755 | 16947.2466 | 18301.0474 | 19354.9504 | 20406.0174 | 21449.2907 | 22490.3648 | 23520.8916 | 24244.8284 | 24964.5733 | 25593.4627 | 26215.3348 | 26839.4515 | 26909.0515 | 26978.0515 | 27047.6515 | 27117.2515 | 27186.8515
Lct_BB006 | Number | SEPD | Consumer Transformation | Inverness | 0 | 0 | 16.628 | 33.0446 | 49.2463 | 65.2344 | 81.0061 | 115.9889 | 150.4091 | 192.9284 | 234.7377 | 275.8436 | 419.5801 | 561.7388 | 702.318 | 841.3184 | 978.7363 | 1109.821 | 1239.3809 | 1367.4085 | 1493.9137 | 1618.8961 | 1661.839 | 1704.4851 | 1746.8315 | 1788.8805 | 1830.634 | 1830.634 | 1830.634 | 1830.634 | 1830.634 | 1830.634
Lct_BB007 | Number | SEPD | Consumer Transformation | Inverness | 101.2377 | 125.7035 | 127.1415 | 211.0587 | 401.8541 | 612.7727 | 807.988 | 1008.8072 | 1223.9309 | 1456.5109 | 1740.3068 | 1994.9137 | 2125.3751 | 2254.366 | 2381.8875 | 2507.9404 | 2632.5253 | 2695.6713 | 2758.7051 | 2821.6266 | 2884.4358 | 2947.1328 | 2974.8544 | 3019.7936 | 3064.9366 | 3110.2833 | 3155.8336 | 3146.8365 | 3137.8393 | 3128.8422 | 3119.845 | 3110.8479
Lct_BB008 | Number | SEPD | Consumer Transformation | Inverness | 0 | 0 | 1.2011 | 2.3866 | 3.5566 | 4.7111 | 5.8501 | 8.3763 | 10.8618 | 13.3066 | 15.7106 | 18.0739 | 26.338 | 34.5112 | 42.5937 | 50.5854 | 58.4864 | 66.023 | 73.4719 | 80.8331 | 88.1065 | 95.2921 | 97.7611 | 100.213 | 102.6478 | 105.0655 | 107.4659 | 107.4659 | 107.4659 | 107.4659 | 107.4659 | 107.4659
Lct_BB010b | MW | SEPD | Consumer Transformation | Inverness | 0.378 | 0.8407 | 1.6457 | 3.3003 | 5.2141 | 7.7778 | 12.955 | 18.1499 | 23.2015 | 28.2775 | 33.553 | 38.8313 | 48.3035 | 59.2559 | 74.1264 | 88.7909 | 99.2821 | 107.0329 | 112.5822 | 115.4455 | 117.2895 | 118.365 | 118.8635 | 118.8635 | 118.8635 | 118.8635 | 119.1049 | 119.1049 | 119.1049 | 119.1049 | 119.1049 | 119.1049
Lct_BB011b | MW | SEPD | Consumer Transformation | Inverness | 0.14 | 0.2556 | 0.37958 | 0.71857 | 1.0566 | 1.466 | 2.1145 | 3.0808 | 4.2502 | 5.118 | 6.0495 | 7.1444 | 8.1323 | 9.1113 | 10.0516 | 10.8998 | 11.6423 | 12.239 | 12.683 | 12.9717 | 13.1469 | 13.2445 | 13.298 | 13.3465 | 13.4134 | 13.5118 | 13.5188 | 13.5188 | 13.5188 | 13.5188 | 13.5188 | 13.5188
Lct_BB012b | MW | SEPD | Consumer Transformation | Inverness | 0.386 | 0.5793 | 0.77248 | 1.2224 | 1.6333 | 2.1223 | 2.7467 | 3.459 | 4.2639 | 5.0381 | 5.8812 | 6.7648 | 7.9847 | 9.2215 | 10.4143 | 11.5038 | 12.4685 | 13.2511 | 13.8363 | 14.2422 | 14.5147 | 14.67 | 14.7224 | 14.7442 | 14.767 | 14.7971 | 14.8468 | 14.8468 | 14.8468 | 14.8468 | 14.8468 | 14.8468
Lct_BB013b | MW | SEPD | Consumer Transformation | Inverness | 0 | 0 | 0 | 0 | 0 | 0 | 0 | 0 | 0 | 0 | 0 | 0 | 0 | 0 | 0 | 0 | 0 | 0 | 0 | 0 | 0 | 0 | 0 | 0 | 0 | 0 | 0 | 0 | 0 | 0 | 0 | 0
Lct_BB014 | Number | SEPD | Consumer Transformation | Inverness | 50.7303 | 51.1196 | 57.4326 | 65.2058 | 73.7443 | 83.3681 | 94.408 | 112.9807 | 126.4551 | 141.5369 | 158.2399 | 177.2223 | 217.9824 | 245.5586 | 277.1872 | 312.814 | 352.8321 | 527.6556 | 568.4066 | 613.2927 | 663.2589 | 718.1858 | 817.0875 | 887.5768 | 961.4563 | 1046.9106 | 1141.3321 | 1286.857 | 1450.5175 | 1635.3953 | 1843.4205 | 2077.6746
Other generation | MW | SEPD | Consumer Transformation | Inverness | 0 | 0 | 0 | 0 | 0 | 0 | 0 | 0 | 0 | 0 | 0 | 0 | 0 | 0 | 0 | 0 | 0 | 0 | 0 | 0 | 0 | 0 | 0 | 0 | 0 | 0 | 0 | 0 | 0 | 0 | 0 | 0
Srg_BB001 | MW | SEPD | Consumer Transformation | Inverness | 0 | 0.30154 | 0.41703 | 0.53603 | 0.65424 | 0.78341 | 0.96309 | 2.002 | 2.1558 | 2.3192 | 2.4742 | 2.7527 | 3.1833 | 3.6423 | 4.1274 | 4.6339 | 5.2563 | 5.7995 | 6.3719 | 6.961 | 7.5815 | 8.2376 | 8.6055 | 8.977 | 9.3447 | 9.7142 | 10.0818 | 10.1628 | 10.2423 | 10.3199 | 10.3988 | 10.4754
Srg_BB002 | MW | SEPD | Consumer Transformation | Inverness | 0 | 0 | 0.0046951 | 0.0099404 | 0.016134 | 0.02375 | 0.033158 | 0.13353 | 0.22195 | 0.33281 | 0.46639 | 0.62903 | 0.69768 | 0.7698 | 0.84242 | 0.91568 | 0.9894 | 1.1189 | 1.2553 | 1.3996 | 1.551 | 1.7099 | 1.9893 | 2.288 | 2.6051 | 2.9403 | 3.2685 | 3.6114 | 3.9689 | 4.3412 | 4.7283 | 5.13
Data centres (MW) | MW | SEPD | Consumer Transformation | Keith | 0 | 0 | 0 | 0 | 0 | 0 | 0 | 0 | 0 | 0 | 0 | 0 | 0 | 0 | 0 | 0 | 0 | 0 | 0 | 0 | 0 | 0 | 0 | 0 | 0 | 0 | 0 | 0 | 0 | 0 | 0 | 0
Dem_BB001a | Number of homes (cumulative) | SEPD | Consumer Transformation | Keith | 0 | 129.4708 | 269.7366 | 379.5278 | 477.9036 | 584.6836 | 702.522 | 818.3206 | 923.0626 | 1002.8973 | 1074.6196 | 1146.5988 | 1205.3273 | 1255.3273 | 1300.3273 | 1346.3273 | 1373.3273 | 1395.1037 | 1417.1375 | 1432.8106 | 1444.2332 | 1453.3841 | 1459.577 | 1464.557 | 1468.346 | 1469.9729 | 1470.4866 | 1470.9056 | 1471.2452 | 1471.4919 | 1471.6558 | 1471.7335
Dem_BB002b | Floorspace (m2) (cumulative) | SEPD | Consumer Transformation | Keith | 0 | 5223.897 | 8037.547 | 12771.4407 | 20610.5174 | 21822.2773 | 27954.2202 | 29458.7957 | 41253.4323 | 48985.6299 | 55665.9887 | 58798.9585 | 61556.1232 | 63595.0449 | 65633.5335 | 76411.564 | 80003.2334 | 81637.4417 | 82824.1889 | 83688.425 | 84552.65 | 85415.725 | 86278.75 | 87141.75 | 87242.25 | 87242.65 | 87242.95 | 87243.15 | 87243.25 | 87243.25 | 87243.25 | 87243.25
Domestic direct electric heating | Number | SEPD | Consumer Transformation | Keith | 3326.1545 | 3340.1918 | 3355.4212 | 3304.9938 | 3222.4284 | 3101.5144 | 2900.0508 | 2729.6294 | 2568.9459 | 2447.7831 | 2313.3073 | 2194.51 | 2136.7108 | 2102.7992 | 2087.4696 | 2070.8626 | 2053.5374 | 2036.234 | 2018.5219 | 2000.6625 | 1982.8919 | 1965.9908 | 1951.3229 | 1937.6788 | 1924.5577 | 1911.7665 | 1898.9816 | 1886.1252 | 1873.3451 | 1860.5234 | 1847.7343 | 1834.8587
Gas: Hydrogen peaking | MW | SEPD | Consumer Transformation | Keith | 0 | 0 | 0 | 0 | 0 | 0 | 0 | 0 | 0 | 0 | 0 | 0 | 0 | 0 | 0 | 0 | 0 | 0 | 0 | 0 | 0 | 0 | 0 | 0 | 0 | 0 | 0 | 0 | 0 | 0 | 0 | 0
Gen_BB001 | MW | SEPD | Consumer Transformation | Keith | 0.05 | 0.05 | 0.05 | 0.05 | 0.05 | 0.05 | 0.05 | 0.05 | 0.05 | 0.05 | 0.05 | 0.05 | 0.05 | 0.05 | 0.05 | 0.05 | 0.05 | 0.05 | 0.05 | 0.05 | 0 | 0 | 0 | 0 | 0 | 0 | 0 | 0 | 0 | 0 | 0 | 0
Gen_BB004 | MW | SEPD | Consumer Transformation | Keith | 1.55 | 1.55 | 1.55 | 1.55 | 3.85 | 3.85 | 3.85 | 3.85 | 3.85 | 3.85 | 3.85 | 3.85 | 3.85 | 3.85 | 3.85 | 3.85 | 3.85 | 3.85 | 3.85 | 3.85 | 3.85 | 3.85 | 3.85 | 3.85 | 3.85 | 3.8215 | 3.7933 | 3.7374 | 3.6827 | 2.6022 | 2.5241 | 2.4484
Gen_BB005 | MW | SEPD | Consumer Transformation | Keith | 0 | 0 | 0 | 0 | 0 | 0 | 0 | 0 | 0 | 0 | 0 | 0 | 0 | 0 | 0 | 0 | 0 | 0 | 0 | 0 | 0 | 0 | 0 | 0 | 0 | 0 | 0 | 0 | 0 | 0 | 0 | 0
Gen_BB006 | MW | SEPD | Consumer Transformation | Keith | 0.001 | 0.001 | 0.001 | 0.001 | 0.001 | 0.001 | 0.001 | 0.001 | 0.001 | 0.001 | 0.001 | 0.001 | 0.001 | 0.001 | 0.001 | 0.001 | 0.001 | 0.001 | 0.001 | 0.001 | 0 | 0 | 0 | 0 | 0 | 0 | 0 | 0 | 0 | 0 | 0 | 0
Gen_BB008 | MW | SEPD | Consumer Transformation | Keith | 0 | 0 | 0 | 0 | 0 | 0 | 0 | 0 | 0 | 0 | 0 | 0 | 0 | 0 | 0 | 0 | 0 | 0 | 0 | 0 | 0 | 0 | 0 | 0 | 0 | 0 | 0 | 0 | 0 | 0 | 0 | 0
Gen_BB010 | MW | SEPD | Consumer Transformation | Keith | 23.499 | 23.499 | 23.499 | 23.499 | 23.499 | 23.499 | 23.499 | 23.499 | 23.499 | 23.499 | 23.499 | 23.499 | 15.5 | 15.5 | 15.5 | 15.5 | 15.5 | 0.5 | 0.5 | 0.5 | 0.5 | 0.5 | 0.5 | 4.5 | 4.5 | 4.5 | 4.5 | 4.5 | 4.5 | 4.5 | 4.5 | 4.5
Gen_BB011 | MW | SEPD | Consumer Transformation | Keith | 0 | 0 | 0 | 0 | 0 | 0 | 0 | 0 | 0 | 0 | 0 | 0 | 0 | 0 | 0 | 0 | 0 | 0 | 0 | 0 | 0 | 0 | 0 | 0 | 0 | 0 | 0 | 0 | 0 | 0 | 0 | 0
Gen_BB012 | MW | SEPD | Consumer Transformation | Keith | 0.791 | 0.80575 | 0.8333 | 0.87389 | 0.92995 | 0.98183 | 1.0499 | 2.4157 | 4.0128 | 5.8305 | 7.9852 | 10.7941 | 14.049 | 17.74 | 21.4876 | 25.414 | 28.7464 | 31.5511 | 33.0564 | 36.6732 | 37.8447 | 38.9841 | 40.1087 | 41.2464 | 43.3552 | 45.4271 | 47.4988 | 49.3824 | 51.0787 | 52.5869 | 53.9081 | 55.0415
Gen_BB013 | MW | SEPD | Consumer Transformation | Keith | 4.9059 | 4.9767 | 5.1155 | 5.3183 | 5.6037 | 5.9017 | 6.31 | 6.8214 | 7.3255 | 7.8077 | 8.3246 | 8.8636 | 9.4176 | 9.9911 | 10.5756 | 11.176 | 11.9189 | 12.6551 | 13.3842 | 14.1087 | 14.8311 | 15.5553 | 16.3092 | 17.0621 | 17.8173 | 18.4668 | 19.115 | 19.7634 | 20.412 | 21.0607 | 21.7098 | 22.3595
Gen_BB014 | MW | SEPD | Consumer Transformation | Keith | 0 | 0 | 0 | 0 | 0 | 0 | 0 | 0 | 0 | 0 | 0 | 0 | 0 | 0 | 0 | 0 | 0 | 0 | 0 | 0 | 0 | 0 | 0 | 0 | 0 | 0 | 0 | 0 | 0 | 0 | 0 | 0
Gen_BB015 | MW | SEPD | Consumer Transformation | Keith | 273.74 | 280.74 | 287.74 | 287.74 | 323.74 | 400.74 | 413.74 | 477.74 | 483.865 | 486.7121 | 494.6594 | 503.9635 | 532.4541 | 544.9145 | 549.4318 | 584.4385 | 593.9287 | 621.5271 | 629.3633 | 638.1532 | 643.9236 | 650.8796 | 656.6803 | 662.0839 | 667.2411 | 672.0954 | 676.8543 | 681.5564 | 686.1755 | 690.9817 | 695.6739 | 700.5444
Gen_BB016 | MW | SEPD | Consumer Transformation | Keith | 20.6369 | 20.6369 | 20.6412 | 20.6486 | 20.6614 | 20.7155 | 20.7581 | 20.8408 | 20.9924 | 21.2412 | 22.547 | 22.9971 | 23.5195 | 24.1548 | 24.8399 | 32.4108 | 39.8722 | 43.8839 | 46.1848 | 46.9972 | 47.7956 | 48.5795 | 49.3487 | 50.1027 | 50.8412 | 51.5637 | 52.27 | 52.9833 | 53.7038 | 54.4314 | 55.1663 | 55.9086
Gen_BB017 | MW | SEPD | Consumer Transformation | Keith | 0 | 0 | 0 | 0 | 0 | 0 | 0 | 0 | 0 | 0 | 0 | 0 | 0 | 0 | 0 | 0 | 0 | 0 | 0 | 0 | 0 | 0 | 0 | 0 | 0 | 0 | 0 | 0 | 0 | 0 | 0 | 0
Gen_BB018 | MW | SEPD | Consumer Transformation | Keith | 0.10399 | 0.10399 | 0.10399 | 0.10399 | 0.10418 | 0.10686 | 0.10766 | 0.10887 | 0.11008 | 0.11137 | 0.11258 | 0.11387 | 0.11507 | 0.11628 | 0.11749 | 0.11878 | 0.11999 | 0.12107 | 0.12211 | 0.12318 | 0.12414 | 0.12515 | 0.12597 | 0.12668 | 0.12745 | 0.1282 | 0.12901 | 0.12973 | 0.13042 | 0.13119 | 0.13194 | 0.1326
Hydrogen electrolysis | MW | SEPD | Consumer Transformation | Keith | 0 | 0 | 0 | 0 | 0 | 0 | 0 | 0 | 0 | 0 | 0 | 0 | 0 | 0 | 0 | 0 | 0 | 0 | 0 | 0.7 | 0.7 | 0.7 | 0.7 | 1.4 | 1.4 | 1.5 | 1.5 | 1.5 | 1.5 | 1.5 | 1.5 | 1.5
Lct_BB001 | Number | SEPD | Consumer Transformation | Keith | 131.0891 | 222.0641 | 410.1733 | 824.8608 | 1314.362 | 1978.6947 | 3335.4597 | 4871.8622 | 6418.63 | 7979.2022 | 9557.0389 | 11156.534 | 13631.7922 | 16477.9456 | 19414.7832 | 22335.5547 | 25212.6671 | 27878.9578 | 30253.6879 | 32288.1345 | 34023.8127 | 35456.0466 | 36582.1656 | 37217.7214 | 37690.032 | 37837.0325 | 37098.7306 | 37073.0913 | 36947.5525 | 36627.5377 | 36220.9023 | 35728.5197
Lct_BB003 | Number | SEPD | Consumer Transformation | Keith | 5.7697 | 6.6546 | 13.9925 | 26.0249 | 41.2701 | 61.7569 | 103.2541 | 181.0648 | 258.9243 | 321.8802 | 407.6936 | 529.113 | 620.0321 | 709.7384 | 797.7554 | 881.5077 | 960.376 | 1032.1899 | 1096.2215 | 1150.7683 | 1197.6696 | 1242.1702 | 1277.2367 | 1306.9118 | 1337.7899 | 1376.9495 | 1402.3192 | 1410.2407 | 1417.1435 | 1423.2589 | 1428.6789 | 1430.627
Lct_BB005 | Number | SEPD | Consumer Transformation | Keith | 310.5914 | 362.7368 | 390.1908 | 553.4529 | 969.1831 | 1618.4136 | 2354.5722 | 3117.2225 | 3918.7805 | 5512.6133 | 7386.7878 | 9076.6364 | 10074.2214 | 11077.1552 | 12081.9874 | 13092.2411 | 14102.8002 | 14729.5361 | 15364.1919 | 16009.3073 | 16667.752 | 17339.7641 | 17798.8579 | 18260.4319 | 18746.3702 | 19240.0717 | 19739.258 | 19802.858 | 19866.458 | 19930.058 | 19993.658 | 20057.258
Lct_BB006 | Number | SEPD | Consumer Transformation | Keith | 0 | 0 | 3.7308 | 7.4117 | 11.0438 | 14.6286 | 18.1678 | 26.0155 | 33.7373 | 57.2861 | 80.4501 | 103.2199 | 182.834 | 261.5753 | 339.4391 | 416.4291 | 492.542 | 565.1469 | 636.9078 | 707.8248 | 777.8947 | 847.1199 | 870.901 | 894.5203 | 917.9756 | 941.2692 | 964.4007 | 964.4007 | 964.4007 | 964.4007 | 964.4007 | 964.4007
Lct_BB007 | Number | SEPD | Consumer Transformation | Keith | 75.845 | 94.1742 | 95.2514 | 158.1201 | 301.0594 | 459.0745 | 605.325 | 755.7739 | 916.9394 | 1091.1826 | 1303.7956 | 1494.5409 | 1592.2793 | 1688.9162 | 1784.4522 | 1878.8879 | 1972.2239 | 2019.5313 | 2066.7547 | 2113.8939 | 2160.9491 | 2207.9202 | 2228.6886 | 2262.356 | 2296.1761 | 2330.1488 | 2364.274 | 2357.5336 | 2350.7932 | 2344.0528 | 2337.3124 | 2330.572
Lct_BB008 | Number | SEPD | Consumer Transformation | Keith | 0 | 0 | 0.89989 | 1.788 | 2.6646 | 3.5295 | 4.3828 | 6.2754 | 8.1374 | 9.9689 | 11.77 | 13.5405 | 19.7318 | 25.8549 | 31.9101 | 37.8973 | 43.8165 | 49.4628 | 55.0433 | 60.5581 | 66.0072 | 71.3905 | 73.2402 | 75.0771 | 76.9012 | 78.7124 | 80.5108 | 80.5108 | 80.5108 | 80.5108 | 80.5108 | 80.5108
Lct_BB010b | MW | SEPD | Consumer Transformation | Keith | 0.66 | 0.95577 | 1.6352 | 3.3593 | 5.6981 | 8.8486 | 15.7126 | 21.807 | 27.1939 | 33.2342 | 40.1388 | 46.5434 | 57.8858 | 78.8608 | 93.9007 | 105.72 | 114.662 | 121.8598 | 126.9728 | 129.4653 | 131.0665 | 131.9672 | 132.3162 | 132.3162 | 132.3162 | 132.3162 | 132.3842 | 132.3842 | 132.3842 | 132.3842 | 132.3842 | 132.3842
Lct_BB011b | MW | SEPD | Consumer Transformation | Keith | 0.023 | 0.0912 | 0.23214 | 0.52847 | 0.82373 | 1.182 | 1.7507 | 2.598 | 3.6217 | 4.3814 | 5.197 | 6.156 | 7.0198 | 7.8749 | 8.6963 | 9.4373 | 10.0868 | 10.6077 | 10.9961 | 11.2489 | 11.4024 | 11.4851 | 11.5322 | 11.5749 | 11.6335 | 11.7199 | 11.726 | 11.726 | 11.726 | 11.726 | 11.726 | 11.726
Lct_BB012b | MW | SEPD | Consumer Transformation | Keith | 0.514 | 0.5634 | 0.61623 | 0.71863 | 0.79539 | 0.882 | 0.97371 | 1.059 | 1.1529 | 1.2534 | 1.357 | 1.4476 | 1.6116 | 1.7703 | 1.9133 | 2.0331 | 2.1279 | 2.1909 | 2.2222 | 2.2462 | 2.2658 | 2.2814 | 2.2934 | 2.2993 | 2.3053 | 2.3134 | 2.326 | 2.326 | 2.326 | 2.326 | 2.326 | 2.326
Lct_BB013b | MW | SEPD | Consumer Transformation | Keith | 0.136 | 0.1563 | 0.17646 | 0.2197 | 0.25253 | 0.28757 | 0.35155 | 0.45171 | 0.56038 | 0.61284 | 0.66557 | 0.72551 | 0.79527 | 0.86271 | 0.92661 | 0.98261 | 1.0305 | 1.0672 | 1.0931 | 1.1077 | 1.1146 | 1.1181 | 1.1181 | 1.1181 | 1.1181 | 1.1216 | 1.1216 | 1.1216 | 1.1216 | 1.1216 | 1.1216 | 1.1216
Lct_BB014 | Number | SEPD | Consumer Transformation | Keith | 25.1108 | 25.3035 | 28.4284 | 32.276 | 36.5024 | 41.2661 | 46.7307 | 54.4736 | 60.9703 | 68.242 | 76.2953 | 85.4477 | 105.6554 | 119.0215 | 134.3518 | 151.62 | 171.0167 | 255.7531 | 275.5049 | 297.2611 | 321.4795 | 348.1025 | 414.1996 | 449.9322 | 487.3833 | 530.702 | 578.5663 | 652.3361 | 735.2992 | 829.0178 | 934.4704 | 1053.2189
Other generation | MW | SEPD | Consumer Transformation | Keith | 0.199 | 0.199 | 0.199 | 0.398 | 0.398 | 0.398 | 0.398 | 0.398 | 0.398 | 0.398 | 0.398 | 0.398 | 0.398 | 0.398 | 0.398 | 0.398 | 0.398 | 0.398 | 0.398 | 0.398 | 0.398 | 0.398 | 0.398 | 0.398 | 0.398 | 0.398 | 0.398 | 0.398 | 0.398 | 0.398 | 0.398 | 0.398
Srg_BB001 | MW | SEPD | Consumer Transformation | Keith | 0 | 0.35877 | 0.6856 | 1.0244 | 1.3981 | 1.9042 | 2.6731 | 6.468 | 7.3036 | 8.1735 | 8.984 | 10.4156 | 11.5856 | 12.835 | 14.1466 | 15.5142 | 17.3782 | 19.2171 | 21.1354 | 23.0692 | 25.0855 | 27.1585 | 28.0728 | 28.9882 | 29.8842 | 30.7802 | 31.6641 | 31.9903 | 32.3089 | 32.619 | 32.9315 | 33.2347
Srg_BB002 | MW | SEPD | Consumer Transformation | Keith | 0 | 0 | 0.009768 | 0.020046 | 0.031299 | 0.044291 | 0.059196 | 0.20631 | 0.32809 | 0.47315 | 0.63988 | 0.83459 | 0.91378 | 0.99436 | 1.0732 | 1.1509 | 1.2287 | 1.3649 | 1.5081 | 1.659 | 1.8169 | 1.9824 | 2.2726 | 2.5824 | 2.9107 | 3.2572 | 3.5962 | 3.9498 | 4.3182 | 4.7015 | 5.0995 | 5.5122
Data centres (MW) | MW | SEPD | Consumer Transformation | Killin | 0 | 0 | 0 | 0 | 0 | 0 | 0 | 0 | 0 | 0 | 0 | 0 | 0 | 0 | 0 | 0 | 0 | 0 | 0 | 0 | 0 | 0 | 0 | 0 | 0 | 0 | 0 | 0 | 0 | 0 | 0 | 0
Dem_BB001a | Number of homes (cumulative) | SEPD | Consumer Transformation | Killin | 0 | 0 | 0 | 0 | 0 | 0 | 0 | 0 | 0 | 0 | 0 | 0 | 0 | 0 | 0 | 0 | 0 | 0.1823 | 0.38149 | 0.55701 | 0.71607 | 0.92226 | 1.0366 | 1.1306 | 1.2062 | 1.2663 | 1.3155 | 1.3557 | 1.3883 | 1.4119 | 1.4276 | 1.4351
Dem_BB002b | Floorspace (m2) (cumulative) | SEPD | Consumer Transformation | Killin | 0 | 0 | 0 | 0 | 0 | 0 | 0 | 0 | 0 | 0 | 0 | 0 | 0 | 0 | 0 | 0 | 0 | 0 | 0 | 0 | 0 | 0 | 0 | 0 | 0 | 0 | 0 | 0 | 0 | 0 | 0 | 0
Domestic direct electric heating | Number | SEPD | Consumer Transformation | Killin | 525.4414 | 525.4398 | 525.4406 | 512.8524 | 498.4115 | 478.3048 | 444.2694 | 422.0979 | 400.694 | 385.7273 | 368.9109 | 352.9369 | 350.5725 | 347.755 | 346.6577 | 343.1847 | 339.8364 | 336.9436 | 334.4818 | 332.0454 | 329.7184 | 327.4913 | 325.283 | 323.0995 | 321.0089 | 318.935 | 316.8784 | 314.8332 | 312.8094 | 310.7981 | 308.8079 | 306.8295
Gas: Hydrogen peaking | MW | SEPD | Consumer Transformation | Killin | 0 | 0 | 0 | 0 | 0 | 0 | 0 | 0 | 0 | 0 | 0 | 0 | 0 | 0 | 0 | 0 | 0 | 0 | 0 | 0 | 0 | 0 | 0 | 0 | 0 | 0 | 0 | 0 | 0 | 0 | 0 | 0
Gen_BB001 | MW | SEPD | Consumer Transformation | Killin | 0 | 0 | 0 | 0 | 0 | 0 | 0 | 0 | 0 | 0 | 0 | 0 | 0 | 0 | 0 | 0 | 0 | 0 | 0 | 0 | 0 | 0 | 0 | 0 | 0 | 0 | 0 | 0 | 0 | 0 | 0 | 0
Gen_BB004 | MW | SEPD | Consumer Transformation | Killin | 0 | 0 | 0 | 0 | 0 | 0 | 0 | 0 | 0 | 0 | 0 | 0 | 0 | 0 | 0 | 0 | 0 | 0 | 0 | 0 | 0 | 0 | 0 | 0 | 0 | 0 | 0 | 0 | 0 | 0 | 0 | 0
Gen_BB005 | MW | SEPD | Consumer Transformation | Killin | 0 | 0 | 0 | 0 | 0 | 0 | 0 | 0 | 0 | 0 | 0 | 0 | 0 | 0 | 0 | 0 | 0 | 0 | 0 | 0 | 0 | 0 | 0 | 0 | 0 | 0 | 0 | 0 | 0 | 0 | 0 | 0
Gen_BB006 | MW | SEPD | Consumer Transformation | Killin | 0 | 0 | 0 | 0 | 0 | 0 | 0 | 0 | 0 | 0 | 0 | 0 | 0 | 0 | 0 | 0 | 0 | 0 | 0 | 0 | 0 | 0 | 0 | 0 | 0 | 0 | 0 | 0 | 0 | 0 | 0 | 0
Gen_BB008 | MW | SEPD | Consumer Transformation | Killin | 0 | 0 | 0 | 0 | 0 | 0 | 0 | 0 | 0 | 0 | 0 | 0 | 0 | 0 | 0 | 0 | 0 | 0 | 0 | 0 | 0 | 0 | 0 | 0 | 0 | 0 | 0 | 0 | 0 | 0 | 0 | 0
Gen_BB010 | MW | SEPD | Consumer Transformation | Killin | 0 | 0 | 0 | 0 | 0 | 0 | 0 | 0 | 0 | 0 | 0 | 0 | 0 | 0 | 0 | 0 | 0 | 0 | 0 | 0 | 0 | 0 | 0 | 0 | 0 | 0 | 0 | 0 | 0 | 0 | 0 | 0
Gen_BB011 | MW | SEPD | Consumer Transformation | Killin | 0 | 0 | 0 | 0 | 0 | 0 | 0 | 0 | 0 | 0 | 0 | 0 | 0 | 0 | 0 | 0 | 0 | 0 | 0 | 0 | 0 | 0 | 0 | 0 | 0 | 0 | 0 | 0 | 0 | 0 | 0 | 0
Gen_BB012 | MW | SEPD | Consumer Transformation | Killin | 0.02 | 0.021111 | 0.023156 | 0.026098 | 0.030026 | 0.033528 | 0.037943 | 0.043045 | 0.047566 | 0.051667 | 0.055826 | 0.059858 | 0.063843 | 0.067654 | 0.071331 | 0.074906 | 0.079393 | 0.083805 | 0.088188 | 0.092515 | 0.096812 | 0.10108 | 0.10537 | 0.10964 | 0.1139 | 0.11743 | 0.12096 | 0.12449 | 0.12802 | 0.13154 | 0.13507 | 0.13859
Gen_BB013 | MW | SEPD | Consumer Transformation | Killin | 0.37147 | 0.37386 | 0.37828 | 0.38511 | 0.39501 | 0.40478 | 0.41826 | 0.43556 | 0.4525 | 0.46913 | 0.48721 | 0.50588 | 0.52529 | 0.54465 | 0.564 | 0.58474 | 0.61727 | 0.65096 | 0.68323 | 0.71535 | 0.74887 | 0.78375 | 0.81876 | 0.85363 | 0.88983 | 0.92091 | 0.95194 | 0.98297 | 1.014 | 1.0451 | 1.0762 | 1.1073
Gen_BB014 | MW | SEPD | Consumer Transformation | Killin | 0 | 0 | 0 | 0 | 0 | 0 | 0 | 0 | 0 | 0 | 0 | 0 | 0 | 0 | 0 | 0 | 0 | 0 | 0 | 0 | 0 | 0 | 0 | 0 | 0 | 0 | 0 | 0 | 0 | 0 | 0 | 0
Gen_BB015 | MW | SEPD | Consumer Transformation | Killin | 0 | 0 | 0 | 0 | 0 | 0 | 0 | 0 | 0 | 0.033502 | 0.072891 | 0.12707 | 0.17815 | 0.24358 | 0.29673 | 0.35153 | 0.4079 | 0.46795 | 0.53192 | 0.60005 | 0.66795 | 0.73745 | 0.80571 | 0.86929 | 0.92998 | 0.9871 | 1.0431 | 1.0984 | 1.1528 | 1.2093 | 1.2646 | 1.3219
Gen_BB016 | MW | SEPD | Consumer Transformation | Killin | 0.15536 | 0.15536 | 0.15541 | 0.1555 | 0.15565 | 0.15629 | 0.15679 | 0.15776 | 0.15955 | 0.16248 | 0.16731 | 0.17261 | 0.17875 | 0.18455 | 0.19025 | 0.19744 | 0.35313 | 0.3588 | 0.36852 | 0.37808 | 0.38747 | 0.3967 | 0.40575 | 0.41462 | 0.42331 | 0.43181 | 0.44012 | 0.44852 | 0.457 | 0.46556 | 0.47421 | 0.48294
Gen_BB017 | MW | SEPD | Consumer Transformation | Killin | 0 | 0 | 0 | 0 | 0 | 0 | 0 | 0 | 0 | 0 | 0 | 0 | 0 | 0 | 0 | 0 | 0 | 0 | 0 | 0 | 0 | 0 | 0 | 0 | 0 | 0 | 0 | 0 | 0 | 0 | 0 | 0
Gen_BB018 | MW | SEPD | Consumer Transformation | Killin | 7.8145 | 8.4345 | 8.4345 | 10.6345 | 10.6521 | 10.9007 | 10.9754 | 11.0877 | 11.2 | 11.3196 | 11.4318 | 11.5515 | 11.6638 | 11.7761 | 11.8882 | 12.0079 | 12.1203 | 12.2205 | 12.3168 | 12.4166 | 12.5058 | 12.5995 | 12.6755 | 12.7418 | 12.8132 | 12.8829 | 12.958 | 13.0242 | 13.0889 | 13.1598 | 13.2296 | 13.2909
Hydrogen electrolysis | MW | SEPD | Consumer Transformation | Killin | 0 | 0 | 0 | 0 | 0 | 0 | 0 | 0 | 0 | 0 | 0 | 0 | 0 | 0 | 0 | 0 | 0 | 0 | 0 | 0 | 0 | 0 | 0 | 0 | 0 | 0 | 0 | 0 | 0 | 0 | 0 | 0
Lct_BB001 | Number | SEPD | Consumer Transformation | Killin | 9.181 | 15.4942 | 28.1602 | 56.4768 | 89.7352 | 134.8639 | 219.5888 | 312.9081 | 406.1979 | 499.4943 | 592.7872 | 686.1147 | 835.8589 | 1006.484 | 1180.3907 | 1350.6412 | 1515.484 | 1664.7691 | 1794.0554 | 1901.2608 | 1989.9276 | 2060.7762 | 2114.0066 | 2138.0029 | 2153.9123 | 2153.5206 | 2102.8824 | 2098.9194 | 2089.1355 | 2067.6126 | 2041.077 | 2009.579
Lct_BB003 | Number | SEPD | Consumer Transformation | Killin | 0 | 0 | 0 | 0 | 0 | 0 | 0 | 0 | 0 | 0 | 0 | 0 | 0 | 0 | 0 | 0 | 0 | 0 | 0 | 0 | 0 | 0 | 0 | 0 | 0 | 0 | 0 | 0 | 0 | 0 | 0 | 0
Lct_BB005 | Number | SEPD | Consumer Transformation | Killin | 26.654 | 35.6153 | 38.6925 | 61.6756 | 132.6765 | 231.3766 | 318.1111 | 395.9228 | 473.5703 | 593.3741 | 736.7461 | 859.2509 | 896.1072 | 932.8055 | 968.5384 | 1004.1489 | 1039.9577 | 1046.0369 | 1052.6262 | 1060.1726 | 1069.3432 | 1079.9849 | 1084.5173 | 1089.0598 | 1103.9203 | 1119.1114 | 1134.569 | 1137.569 | 1140.569 | 1143.569 | 1146.569 | 1149.569
Lct_BB006 | Number | SEPD | Consumer Transformation | Killin | 0 | 0 | 0 | 0 | 0 | 0 | 0 | 0 | 0 | 0 | 0 | 0 | 0 | 0 | 0 | 0 | 0 | 0 | 0 | 0 | 0 | 0 | 0 | 0 | 0 | 0 | 0 | 0 | 0 | 0 | 0 | 0
Lct_BB007 | Number | SEPD | Consumer Transformation | Killin | 0 | 0 | 0 | 0 | 0 | 0 | 0 | 0 | 0 | 0 | 0 | 0 | 0 | 0 | 0 | 0 | 0 | 0 | 0 | 0 | 0 | 0 | 0 | 0 | 0 | 0 | 0 | 0 | 0 | 0 | 0 | 0
Lct_BB008 | Number | SEPD | Consumer Transformation | Killin | 0 | 0 | 0 | 0 | 0 | 0 | 0 | 0 | 0 | 0 | 0 | 0 | 0 | 0 | 0 | 0 | 0 | 0 | 0 | 0 | 0 | 0 | 0 | 0 | 0 | 0 | 0 | 0 | 0 | 0 | 0 | 0
Lct_BB010b | MW | SEPD | Consumer Transformation | Killin | 0.021 | 0.0504 | 0.0938 | 0.2254 | 0.3892 | 0.6188 | 1.0038 | 1.4196 | 1.7948 | 2.1434 | 2.5181 | 2.945 | 3.6527 | 4.978 | 6.5048 | 7.2541 | 7.6973 | 8.0371 | 8.2999 | 8.364 | 8.4047 | 8.4248 | 8.4343 | 8.4343 | 8.4343 | 8.4343 | 8.4376 | 8.4376 | 8.4376 | 8.4376 | 8.4376 | 8.4376
Lct_BB011b | MW | SEPD | Consumer Transformation | Killin | 0 | 0.0019 | 0.00931 | 0.02262 | 0.03601 | 0.05217 | 0.07775 | 0.11624 | 0.16298 | 0.19724 | 0.23403 | 0.27758 | 0.31656 | 0.35507 | 0.39198 | 0.42546 | 0.45458 | 0.47827 | 0.49568 | 0.50729 | 0.51426 | 0.51793 | 0.52007 | 0.52204 | 0.52472 | 0.52869 | 0.52897 | 0.52897 | 0.52897 | 0.52897 | 0.52897 | 0.52897
Lct_BB012b | MW | SEPD | Consumer Transformation | Killin | 0.283 | 0.2877 | 0.29247 | 0.30176 | 0.30867 | 0.31635 | 0.32443 | 0.33259 | 0.34153 | 0.35124 | 0.36144 | 0.37072 | 0.38684 | 0.40272 | 0.41732 | 0.42992 | 0.44032 | 0.44778 | 0.45229 | 0.45584 | 0.45875 | 0.46106 | 0.46284 | 0.46371 | 0.46462 | 0.46581 | 0.46769 | 0.46769 | 0.46769 | 0.46769 | 0.46769 | 0.46769
Lct_BB013b | MW | SEPD | Consumer Transformation | Killin | 0 | 0 | 0 | 0 | 0 | 0 | 0 | 0 | 0 | 0 | 0 | 0 | 0 | 0 | 0 | 0 | 0 | 0 | 0 | 0 | 0 | 0 | 0 | 0 | 0 | 0 | 0 | 0 | 0 | 0 | 0 | 0
Lct_BB014 | Number | SEPD | Consumer Transformation | Killin | 1.3012 | 1.3111 | 1.4731 | 1.6724 | 1.8914 | 2.1383 | 2.4214 | 2.1647 | 2.4229 | 2.7119 | 3.0319 | 3.3956 | 3.0344 | 3.4183 | 3.8586 | 4.3545 | 4.9116 | 7.3452 | 7.9124 | 8.5373 | 9.2328 | 9.9974 | 11.6218 | 12.6244 | 13.6752 | 14.8907 | 16.2337 | 18.3035 | 20.6313 | 23.2609 | 26.2198 | 29.5517
Other generation | MW | SEPD | Consumer Transformation | Killin | 0 | 0 | 0 | 0 | 0 | 0 | 0 | 0 | 0 | 0 | 0 | 0 | 0 | 0 | 0 | 0 | 0 | 0 | 0 | 0 | 0 | 0 | 0 | 0 | 0 | 0 | 0 | 0 | 0 | 0 | 0 | 0
Srg_BB001 | MW | SEPD | Consumer Transformation | Killin | 0 | 0 | 0.0050558 | 0.01032 | 0.020754 | 0.032488 | 0.050206 | 0.22462 | 0.34616 | 0.46963 | 0.59266 | 0.73475 | 1.1853 | 1.6386 | 2.0943 | 2.5518 | 3.0283 | 3.3446 | 3.6645 | 3.9875 | 4.3142 | 4.6434 | 4.8105 | 4.9778 | 5.1448 | 5.3123 | 5.4798 | 5.5536 | 5.6271 | 5.7005 | 5.774 | 5.8472
Srg_BB002 | MW | SEPD | Consumer Transformation | Killin | 0 | 0 | 0.00072881 | 0.0014849 | 0.0022969 | 0.0032179 | 0.0042509 | 0.014182 | 0.022215 | 0.031589 | 0.042146 | 0.05424 | 0.059072 | 0.063907 | 0.06857 | 0.073096 | 0.077587 | 0.085379 | 0.093496 | 0.10199 | 0.11083 | 0.12002 | 0.13606 | 0.1531 | 0.17106 | 0.18995 | 0.20836 | 0.22751 | 0.2474 | 0.26803 | 0.28939 | 0.31149
Data centres (MW) | MW | SEPD | Consumer Transformation | Kinlochleven | 0 | 0 | 0 | 0 | 0 | 0 | 0 | 0 | 0 | 0 | 0 | 0 | 0 | 0 | 0 | 0 | 0 | 0 | 0 | 0 | 0 | 0 | 0 | 0 | 0 | 0 | 0 | 0 | 0 | 0 | 0 | 0
Dem_BB001a | Number of homes (cumulative) | SEPD | Consumer Transformation | Kinlochleven | 0 | 0 | 0 | 0 | 0 | 0 | 0 | 0 | 0 | 0 | 0 | 0 | 0 | 0 | 0 | 0 | 0 | 0.13705 | 0.2868 | 0.41875 | 0.53833 | 0.65208 | 0.71516 | 0.76699 | 0.80872 | 0.84187 | 0.86903 | 0.89119 | 0.90915 | 0.9222 | 0.93086 | 0.93497
Dem_BB002b | Floorspace (m2) (cumulative) | SEPD | Consumer Transformation | Kinlochleven | 0 | 0 | 0 | 0 | 0 | 0 | 0 | 1200 | 1300 | 1400 | 1500 | 1600 | 1700 | 1800 | 1900 | 2000 | 2000 | 2000 | 2000 | 2000 | 2000 | 2000 | 2000 | 2000 | 2000 | 2000 | 2000 | 2000 | 2000 | 2000 | 2000 | 2000
Domestic direct electric heating | Number | SEPD | Consumer Transformation | Kinlochleven | 500.8305 | 500.8294 | 500.8299 | 491.4326 | 480.6522 | 465.6421 | 440.234 | 423.6825 | 407.2198 | 395.8851 | 383.1495 | 371.0519 | 369.2613 | 367.1275 | 366.3898 | 363.871 | 361.4641 | 359.0793 | 356.7168 | 354.3758 | 352.1411 | 349.9225 | 347.8025 | 345.7046 | 343.6197 | 341.6271 | 339.6492 | 337.68 | 335.7299 | 333.7897 | 331.8682 | 329.9558
Gas: Hydrogen peaking | MW | SEPD | Consumer Transformation | Kinlochleven | 0 | 0 | 0 | 0 | 0 | 0 | 0 | 0 | 0 | 0 | 0 | 0 | 0 | 0 | 0 | 0 | 0 | 0 | 0 | 0 | 0 | 0 | 0 | 0 | 0 | 0 | 0 | 0 | 0 | 0 | 0 | 0
Gen_BB001 | MW | SEPD | Consumer Transformation | Kinlochleven | 0 | 0 | 0 | 0 | 0 | 0 | 0 | 0 | 0 | 0 | 0 | 0 | 0 | 0 | 0 | 0 | 0 | 0 | 0 | 0 | 0 | 0 | 0 | 0 | 0 | 0 | 0 | 0 | 0 | 0 | 0 | 0
Gen_BB004 | MW | SEPD | Consumer Transformation | Kinlochleven | 0 | 0 | 0 | 0 | 0 | 0 | 0 | 0 | 0 | 0 | 0 | 0 | 0 | 0 | 0 | 0 | 0 | 0 | 0 | 0 | 0 | 0 | 0 | 0 | 0 | 0 | 0 | 0 | 0 | 0 | 0 | 0
Gen_BB005 | MW | SEPD | Consumer Transformation | Kinlochleven | 0 | 0 | 0 | 0 | 0 | 0 | 0 | 0 | 0 | 0 | 0 | 0 | 0 | 0 | 0 | 0 | 0 | 0 | 0 | 0 | 0 | 0 | 0 | 0 | 0 | 0 | 0 | 0 | 0 | 0 | 0 | 0
Gen_BB006 | MW | SEPD | Consumer Transformation | Kinlochleven | 0 | 0 | 0 | 0 | 0 | 0 | 0 | 0 | 0 | 0 | 0 | 0 | 0 | 0 | 0 | 0 | 0 | 0 | 0 | 0 | 0 | 0 | 0 | 0 | 0 | 0 | 0 | 0 | 0 | 0 | 0 | 0
Gen_BB008 | MW | SEPD | Consumer Transformation | Kinlochleven | 0 | 0 | 0 | 0 | 0 | 0 | 0 | 0 | 0 | 0 | 0 | 0 | 0 | 0 | 0 | 0 | 0 | 0 | 0 | 0 | 0 | 0 | 0 | 0 | 0 | 0 | 0 | 0 | 0 | 0 | 0 | 0
Gen_BB010 | MW | SEPD | Consumer Transformation | Kinlochleven | 0 | 0 | 0 | 0 | 0 | 0 | 0 | 0 | 0 | 0 | 0 | 0 | 0 | 0 | 0 | 0 | 0 | 0 | 0 | 0 | 0 | 0 | 0 | 0 | 0 | 0 | 0 | 0 | 0 | 0 | 0 | 0
Gen_BB011 | MW | SEPD | Consumer Transformation | Kinlochleven | 0 | 0 | 0 | 0 | 0 | 0 | 0 | 0 | 0 | 0 | 0 | 0 | 0 | 0 | 0 | 0 | 0 | 0 | 0 | 0 | 0 | 0 | 0 | 0 | 0 | 0 | 0 | 0 | 0 | 0 | 0 | 0
Gen_BB012 | MW | SEPD | Consumer Transformation | Kinlochleven | 0 | 0.00026005 | 0.00076667 | 0.0015624 | 0.0027544 | 0.0039493 | 0.005642 | 0.0078642 | 0.010072 | 0.012267 | 0.014674 | 0.017174 | 0.019788 | 0.022409 | 0.025042 | 0.02769 | 0.030518 | 0.033327 | 0.036145 | 0.03895 | 0.041757 | 0.044566 | 0.047396 | 0.050229 | 0.053065 | 0.055414 | 0.057766 | 0.060121 | 0.06248 | 0.064844 | 0.067212 | 0.069584
Gen_BB013 | MW | SEPD | Consumer Transformation | Kinlochleven | 0.085168 | 0.087497 | 0.091898 | 0.098671 | 0.10852 | 0.11817 | 0.13152 | 0.14864 | 0.16534 | 0.18173 | 0.19956 | 0.21797 | 0.23708 | 0.25612 | 0.2765 | 0.29832 | 0.32338 | 0.34823 | 0.37309 | 0.39784 | 0.424 | 0.45015 | 0.47781 | 0.50537 | 0.53287 | 0.55819 | 0.58347 | 0.60875 | 0.63406 | 0.65938 | 0.68473 | 0.7101
Gen_BB014 | MW | SEPD | Consumer Transformation | Kinlochleven | 0 | 0 | 0 | 0 | 0 | 0 | 0 | 0 | 0 | 0 | 0 | 0 | 0 | 0 | 0 | 0 | 0 | 0 | 0 | 0 | 0 | 0 | 0 | 0 | 0 | 0 | 0 | 0 | 0 | 0 | 0 | 0
Gen_BB015 | MW | SEPD | Consumer Transformation | Kinlochleven | 0 | 0 | 0 | 0 | 0 | 0 | 0 | 0 | 0 | 0 | 0 | 0 | 0 | 0 | 0 | 0 | 0 | 0 | 0 | 0 | 0 | 0 | 0 | 0 | 0 | 0 | 0 | 0 | 0 | 0 | 0 | 0
Gen_BB016 | MW | SEPD | Consumer Transformation | Kinlochleven | 0 | 0 | 0 | 0 | 0 | 0 | 0 | 0 | 0 | 0 | 0 | 0 | 0 | 0 | 0 | 0 | 0 | 0 | 0 | 0 | 0 | 0 | 0 | 0 | 0 | 0 | 0 | 0 | 0 | 0 | 0 | 0
Gen_BB017 | MW | SEPD | Consumer Transformation | Kinlochleven | 0 | 0 | 0 | 0 | 0 | 0 | 0 | 0 | 0 | 0 | 0 | 0 | 0 | 0 | 0 | 0 | 0 | 0 | 0 | 0 | 0 | 0 | 0 | 0 | 0 | 0 | 0 | 0 | 0 | 0 | 0 | 0
Gen_BB018 | MW | SEPD | Consumer Transformation | Kinlochleven | 35.505 | 36.205 | 36.205 | 36.205 | 36.2141 | 36.3432 | 36.382 | 36.4403 | 36.4986 | 36.5607 | 36.619 | 36.6811 | 36.7394 | 36.7978 | 36.856 | 36.9181 | 36.9765 | 37.0285 | 37.0785 | 37.1303 | 37.1766 | 37.2253 | 37.2647 | 37.2992 | 37.3363 | 37.3724 | 37.4114 | 37.4458 | 37.4794 | 37.5162 | 37.5525 | 37.5843
Hydrogen electrolysis | MW | SEPD | Consumer Transformation | Kinlochleven | 0 | 0 | 0 | 0 | 0 | 0 | 0 | 0 | 0 | 0 | 0 | 0 | 0 | 0 | 0 | 0 | 0 | 0 | 0 | 0 | 0 | 0 | 0 | 0 | 0 | 0 | 0 | 0 | 0 | 0 | 0 | 0
Lct_BB001 | Number | SEPD | Consumer Transformation | Kinlochleven | 5.5431 | 9.2453 | 16.6987 | 33.3552 | 53.0674 | 79.8607 | 138.9505 | 209.5809 | 280.1796 | 350.7895 | 421.4307 | 492.0306 | 598.1797 | 723.9058 | 853.8512 | 983.4452 | 1111.94 | 1231.5929 | 1338.7999 | 1431.275 | 1510.6357 | 1576.6207 | 1628.9444 | 1659.8443 | 1682.9396 | 1689.0657 | 1661.6088 | 1663.6945 | 1660.9131 | 1648.5652 | 1632.1917 | 1611.4845
Lct_BB003 | Number | SEPD | Consumer Transformation | Kinlochleven | 0 | 0 | 0 | 0 | 0 | 0 | 0 | 0 | 0 | 0 | 0 | 0 | 0 | 0 | 0 | 0 | 0 | 0 | 0 | 0 | 0 | 0 | 0 | 0 | 0 | 0 | 0 | 0 | 0 | 0 | 0 | 0
Lct_BB005 | Number | SEPD | Consumer Transformation | Kinlochleven | 84.1661 | 92.3781 | 95.3043 | 117.1592 | 186.4802 | 286.5584 | 391.2 | 463.6992 | 535.0645 | 632.676 | 751.3617 | 852.9793 | 882.6469 | 912.3249 | 942.0418 | 971.9215 | 1002.1869 | 1007.2723 | 1013.327 | 1020.26 | 1028.7268 | 1037.9897 | 1042.7822 | 1047.5831 | 1060.5784 | 1074.4595 | 1088.5564 | 1092.1564 | 1095.7564 | 1099.3564 | 1102.9564 | 1106.5564
Lct_BB006 | Number | SEPD | Consumer Transformation | Kinlochleven | 0 | 0 | 0 | 0 | 0 | 0 | 0 | 0 | 0 | 0 | 0 | 0 | 0 | 0 | 0 | 0 | 0 | 0 | 0 | 0 | 0 | 0 | 0 | 0 | 0 | 0 | 0 | 0 | 0 | 0 | 0 | 0
Lct_BB007 | Number | SEPD | Consumer Transformation | Kinlochleven | 0 | 0 | 0 | 0 | 0 | 0 | 0 | 0 | 0 | 0 | 0 | 0 | 0 | 0 | 0 | 0 | 0 | 0 | 0 | 0 | 0 | 0 | 0 | 0 | 0 | 0 | 0 | 0 | 0 | 0 | 0 | 0
Lct_BB008 | Number | SEPD | Consumer Transformation | Kinlochleven | 0 | 0 | 0 | 0 | 0 | 0 | 0 | 0 | 0 | 0 | 0 | 0 | 0 | 0 | 0 | 0 | 0 | 0 | 0 | 0 | 0 | 0 | 0 | 0 | 0 | 0 | 0 | 0 | 0 | 0 | 0 | 0
Lct_BB010b | MW | SEPD | Consumer Transformation | Kinlochleven | 0 | 0.0182 | 0.0504 | 0.1162 | 0.2156 | 0.343 | 0.6076 | 0.8778 | 1.1396 | 1.4028 | 1.6764 | 1.9518 | 2.3972 | 2.8653 | 3.8289 | 4.6449 | 5.2586 | 5.7227 | 6.0455 | 6.1346 | 6.2297 | 6.3071 | 6.3152 | 6.3152 | 6.3152 | 6.3152 | 6.3183 | 6.3183 | 6.3183 | 6.3183 | 6.3183 | 6.3183
Lct_BB011b | MW | SEPD | Consumer Transformation | Kinlochleven | 0 | 0.0006 | 0.00331 | 0.00732 | 0.01126 | 0.01587 | 0.02158 | 0.02776 | 0.03452 | 0.0419 | 0.04991 | 0.05868 | 0.07066 | 0.08257 | 0.09384 | 0.10389 | 0.11247 | 0.11918 | 0.12386 | 0.12672 | 0.12819 | 0.12822 | 0.12822 | 0.12822 | 0.12822 | 0.12822 | 0.12822 | 0.12822 | 0.12822 | 0.12822 | 0.12822 | 0.12822
Lct_BB012b | MW | SEPD | Consumer Transformation | Kinlochleven | 0.115 | 0.1169 | 0.11884 | 0.12269 | 0.12561 | 0.12892 | 0.13243 | 0.1356 | 0.13911 | 0.14284 | 0.14667 | 0.14994 | 0.156 | 0.16179 | 0.16703 | 0.17136 | 0.1747 | 0.17685 | 0.17781 | 0.17855 | 0.17915 | 0.17963 | 0.18 | 0.18018 | 0.18037 | 0.18062 | 0.18101 | 0.18101 | 0.18101 | 0.18101 | 0.18101 | 0.18101
Lct_BB013b | MW | SEPD | Consumer Transformation | Kinlochleven | 0 | 0.0028 | 0.00569 | 0.01177 | 0.01638 | 0.0213 | 0.0303 | 0.04438 | 0.05966 | 0.06703 | 0.07444 | 0.08287 | 0.09267 | 0.10215 | 0.11113 | 0.119 | 0.12573 | 0.1309 | 0.13454 | 0.1366 | 0.13757 | 0.13806 | 0.13806 | 0.13806 | 0.13806 | 0.13855 | 0.13855 | 0.13855 | 0.13855 | 0.13855 | 0.13855 | 0.13855
Lct_BB014 | Number | SEPD | Consumer Transformation | Kinlochleven | 0.83407 | 0.84047 | 0.94427 | 1.0721 | 1.2125 | 1.3707 | 1.5522 | 1.6747 | 1.8745 | 2.098 | 2.3456 | 2.627 | 3.0668 | 3.4548 | 3.8997 | 4.401 | 4.964 | 7.4236 | 7.9969 | 8.6284 | 9.3314 | 10.1041 | 11.9931 | 13.0278 | 14.1122 | 15.3665 | 16.7524 | 18.8884 | 21.2906 | 24.0042 | 27.0576 | 30.4959
Other generation | MW | SEPD | Consumer Transformation | Kinlochleven | 0 | 0 | 0 | 0 | 0 | 0 | 0 | 0 | 0 | 0 | 0 | 0 | 0 | 0 | 0 | 0 | 0 | 0 | 0 | 0 | 0 | 0 | 0 | 0 | 0 | 0 | 0 | 0 | 0 | 0 | 0 | 0
Srg_BB001 | MW | SEPD | Consumer Transformation | Kinlochleven | 0 | 0 | 0 | 0 | 0 | 0 | 0 | 0 | 0 | 0 | 0 | 0 | 0 | 0 | 0 | 0 | 0 | 0 | 0 | 0 | 0 | 0 | 0 | 0 | 0 | 0 | 0 | 0 | 0 | 0 | 0 | 0
Srg_BB002 | MW | SEPD | Consumer Transformation | Kinlochleven | 0 | 0 | 0.00017705 | 0.00037078 | 0.00059386 | 0.00086273 | 0.0011875 | 0.0045766 | 0.0075119 | 0.011143 | 0.015467 | 0.020678 | 0.022859 | 0.025132 | 0.027407 | 0.02969 | 0.031998 | 0.036067 | 0.04037 | 0.044935 | 0.049735 | 0.054791 | 0.063697 | 0.073241 | 0.08339 | 0.094134 | 0.10467 | 0.11569 | 0.12719 | 0.13918 | 0.15166 | 0.16463
Data centres (MW) | MW | SEPD | Consumer Transformation | Kintore | 0 | 0 | 0 | 0 | 0 | 0 | 0 | 0 | 0 | 0 | 0 | 0 | 0 | 0 | 0 | 0 | 0 | 0 | 0 | 0 | 0 | 0 | 0 | 0 | 0 | 0 | 0 | 0 | 0 | 0 | 0 | 0
Dem_BB001a | Number of homes (cumulative) | SEPD | Consumer Transformation | Kintore | 0 | 174.8496 | 461.0607 | 786.7111 | 1120.4014 | 1420.0266 | 1664.0027 | 1889.853 | 2096.5241 | 2300.4886 | 2524.0975 | 2716.5106 | 2871.6909 | 2993.0627 | 3100.6545 | 3216.9521 | 3289.9521 | 3343.979 | 3398.2865 | 3441.2009 | 3474.8421 | 3498.1287 | 3514.3969 | 3525.4387 | 3534.2776 | 3538.944 | 3541.49 | 3541.9355 | 3542.2966 | 3542.5588 | 3542.733 | 3542.8157
Dem_BB002b | Floorspace (m2) (cumulative) | SEPD | Consumer Transformation | Kintore | 0 | 6012.672 | 20152.2929 | 32891.1873 | 39630.1401 | 41786.1481 | 43942.5446 | 45966.3351 | 47990.5657 | 50015.2366 | 52040.3477 | 54065.8989 | 55086.1895 | 55089.1675 | 55091.757 | 55093.958 | 55095.7188 | 55097.0394 | 55097.9198 | 55098.36 | 55098.36 | 55098.36 | 55098.36 | 55098.36 | 55098.36 | 55098.36 | 55098.36 | 55098.36 | 55098.36 | 55098.36 | 55098.36 | 55098.36
Domestic direct electric heating | Number | SEPD | Consumer Transformation | Kintore | 3124.3457 | 3143.2456 | 3174.2434 | 3181.2714 | 3155.7273 | 3089.4329 | 2956.2435 | 2769.623 | 2596.3279 | 2481.601 | 2367.3444 | 2253.3078 | 2140.3503 | 2082.0535 | 2051.114 | 2040.1786 | 2027.8888 | 2014.5195 | 2000.4655 | 1986.354 | 1971.942 | 1957.4352 | 1944.3275 | 1931.3371 | 1918.7777 | 1906.0617 | 1893.2149 | 1880.2061 | 1867.2472 | 1854.3175 | 1841.418 | 1828.7326
Gas: Hydrogen peaking | MW | SEPD | Consumer Transformation | Kintore | 0 | 0 | 0 | 0 | 0 | 0 | 0 | 0 | 0 | 0 | 0 | 0 | 0 | 0 | 0 | 0 | 0 | 0 | 0 | 0 | 0 | 0 | 0 | 0 | 0 | 0 | 0 | 0 | 0 | 0 | 0 | 0
Gen_BB001 | MW | SEPD | Consumer Transformation | Kintore | 0.1 | 0.1 | 0.1 | 0.1 | 0.1 | 0.1 | 0.1 | 0.1 | 0.1 | 0.1 | 0.1 | 0.1 | 0.1 | 0.1 | 0 | 0 | 0 | 0 | 0 | 0 | 0 | 0 | 0 | 0 | 0 | 0 | 0 | 0 | 0 | 0 | 0 | 0
Gen_BB004 | MW | SEPD | Consumer Transformation | Kintore | 0.05 | 0.05 | 0.05 | 0.05 | 0.05 | 0.05 | 0.05 | 0.05 | 0.05 | 0.05 | 0.05 | 0.05 | 0.05 | 0.05 | 0.05 | 0.05 | 0.05 | 0.05 | 0.05 | 0.05 | 0.05 | 0.05 | 0.05 | 0.05 | 0.05 | 0.05 | 0.05 | 0.05 | 0.05 | 0.05 | 0.05 | 0.05
Gen_BB005 | MW | SEPD | Consumer Transformation | Kintore | 0 | 0 | 0 | 0 | 0 | 0 | 0 | 0 | 0 | 0 | 0 | 0 | 0 | 0 | 0 | 0 | 0 | 0 | 0 | 0 | 0 | 0 | 0 | 0 | 0 | 0 | 0 | 0 | 0 | 0 | 0 | 0
Gen_BB006 | MW | SEPD | Consumer Transformation | Kintore | 0 | 0 | 0 | 0 | 0 | 0 | 0 | 0 | 0 | 0 | 0 | 0 | 0 | 0 | 0 | 0 | 0 | 0 | 0 | 0 | 0 | 0 | 0 | 0 | 0 | 0 | 0 | 0 | 0 | 0 | 0 | 0
Gen_BB008 | MW | SEPD | Consumer Transformation | Kintore | 0 | 0 | 0 | 0 | 0 | 0 | 0 | 0 | 0 | 0 | 0 | 0 | 0 | 0 | 0 | 0 | 0 | 0 | 0 | 0 | 0 | 0 | 0 | 0 | 0 | 0 | 0 | 0 | 0 | 0 | 0 | 0
Gen_BB010 | MW | SEPD | Consumer Transformation | Kintore | 0 | 0 | 0 | 0 | 0 | 0 | 0 | 0 | 0 | 0 | 0 | 0 | 0 | 0 | 0 | 0 | 0 | 0 | 0 | 0 | 0 | 0 | 0 | 0 | 0 | 0 | 0 | 0 | 0 | 0 | 0 | 0
Gen_BB011 | MW | SEPD | Consumer Transformation | Kintore | 0 | 0 | 0 | 0 | 0 | 0 | 0 | 0 | 0 | 0 | 0 | 0 | 0 | 0 | 0 | 0 | 0 | 0 | 0 | 0 | 0 | 0 | 0 | 0 | 0 | 0 | 0 | 0 | 0 | 0 | 0 | 0
Gen_BB012 | MW | SEPD | Consumer Transformation | Kintore | 1.6635 | 1.8182 | 1.8466 | 1.8908 | 1.956 | 2.0206 | 2.1112 | 3.5185 | 5.1626 | 7.0315 | 9.2457 | 12.1218 | 15.4504 | 19.2189 | 23.0458 | 27.0538 | 30.4293 | 33.2734 | 34.8105 | 38.4689 | 39.6689 | 40.8361 | 41.9882 | 43.153 | 45.2936 | 47.3935 | 49.4929 | 51.4032 | 53.1252 | 54.6579 | 56.0027 | 57.1586
Gen_BB013 | MW | SEPD | Consumer Transformation | Kintore | 4.8259 | 4.9622 | 5.2497 | 5.7047 | 6.3581 | 7.022 | 7.8693 | 8.9188 | 9.9533 | 10.9922 | 12.1474 | 13.3194 | 14.5048 | 15.6659 | 16.8307 | 18.0144 | 18.9555 | 19.8729 | 20.7785 | 21.674 | 22.5601 | 23.4386 | 24.3433 | 25.2437 | 26.1422 | 26.9103 | 27.6742 | 28.4368 | 29.1984 | 29.9617 | 30.7256 | 31.49
Gen_BB014 | MW | SEPD | Consumer Transformation | Kintore | 0 | 0 | 0 | 0 | 0 | 0 | 0 | 0 | 0 | 0 | 0 | 0 | 0 | 0 | 0 | 0 | 0 | 0 | 0 | 0 | 0 | 0 | 0 | 0 | 0 | 0 | 0 | 0 | 0 | 0 | 0 | 0
Gen_BB015 | MW | SEPD | Consumer Transformation | Kintore | 50.1 | 50.1 | 54.4 | 54.4 | 54.4 | 54.4 | 54.4 | 57.9 | 59.6 | 60.2634 | 68.8933 | 72.2661 | 80.1774 | 87.723 | 88.7755 | 93.3106 | 94.4267 | 95.6158 | 96.8824 | 98.2315 | 99.576 | 100.9521 | 102.3037 | 103.5627 | 104.7643 | 105.8954 | 107.0042 | 108.0998 | 109.1761 | 110.2959 | 111.3892 | 112.524
Gen_BB016 | MW | SEPD | Consumer Transformation | Kintore | 12.4722 | 12.4722 | 13.3732 | 13.375 | 13.3779 | 13.3905 | 14.0005 | 14.0197 | 14.9551 | 15.013 | 15.9587 | 16.9636 | 17.8853 | 18.0531 | 19.1061 | 21.9214 | 23.484 | 26.7963 | 26.9887 | 27.178 | 27.364 | 27.5467 | 27.7259 | 27.9016 | 28.0737 | 28.242 | 28.4066 | 28.5728 | 28.7406 | 28.9102 | 29.0814 | 29.2544
Gen_BB017 | MW | SEPD | Consumer Transformation | Kintore | 0 | 0 | 0 | 0 | 0 | 0 | 0 | 0 | 0 | 0 | 0 | 0 | 0 | 0 | 0 | 0 | 0 | 0 | 0 | 0 | 0 | 0 | 0 | 0 | 0 | 0 | 0 | 0 | 0 | 0 | 0 | 0
Gen_BB018 | MW | SEPD | Consumer Transformation | Kintore | 0.025 | 0.025 | 0.025 | 0.025 | 0.025 | 0.025 | 0.025 | 0.025 | 0.025 | 0.025 | 0.025 | 0.025 | 0.025 | 0.025 | 0.025 | 0.025 | 0.025 | 0.025 | 0.025 | 0.025 | 0.025 | 0.025 | 0.025 | 0.025 | 0.025 | 0.025 | 0.025 | 0.025 | 0.025 | 0.025 | 0.025 | 0.025
Hydrogen electrolysis | MW | SEPD | Consumer Transformation | Kintore | 0 | 0 | 0 | 0 | 0 | 0 | 0 | 0 | 0 | 0 | 0 | 0 | 0 | 0 | 0 | 0 | 0 | 0 | 0 | 0.7 | 0.7 | 0.7 | 1.4 | 1.4 | 2 | 2 | 2 | 2 | 2 | 2 | 2 | 2
Lct_BB001 | Number | SEPD | Consumer Transformation | Kintore | 244.3868 | 414.2588 | 761.3556 | 1530.6674 | 2435.4199 | 3662.3094 | 5274.6612 | 7022.0225 | 8781.4202 | 10555.7107 | 12347.9676 | 14164.2983 | 17284.9764 | 20862.4936 | 24536.9105 | 28170.4234 | 31724.8396 | 34991.1282 | 37871.152 | 40309.5138 | 42368.152 | 44048.0043 | 45348.3994 | 46032.4199 | 46526.4967 | 46648.9257 | 45647.5527 | 45580.4949 | 45391.0725 | 44962.6827 | 44427.4965 | 43789.151
Lct_BB003 | Number | SEPD | Consumer Transformation | Kintore | 6.5359 | 7.4208 | 22.5299 | 50.967 | 86.0168 | 132.9338 | 230.321 | 361.7345 | 527.5237 | 665.0136 | 811.2373 | 1004.4135 | 1148.0845 | 1292.8551 | 1435.2848 | 1570.8025 | 1698.4087 | 1814.466 | 1917.82 | 2005.4737 | 2080.6847 | 2152.0173 | 2207.7929 | 2255.2915 | 2304.7781 | 2366.8858 | 2408.0572 | 2420.28 | 2430.9458 | 2440.4066 | 2448.8021 | 2451.8631
Lct_BB005 | Number | SEPD | Consumer Transformation | Kintore | 265.7913 | 342.5672 | 391.5938 | 678.3734 | 1284.8492 | 2265.2852 | 3274.6739 | 4386.8517 | 5566.2204 | 7218.447 | 9191.7184 | 10999.8781 | 12188.4168 | 13361.0645 | 14533.7114 | 15713.3793 | 16890.2537 | 17671.8482 | 18457.6399 | 19250.0197 | 20050.4563 | 20860.9571 | 21418.452 | 21977.6377 | 22536.1763 | 23098.7767 | 23666.8284 | 23735.2284 | 23803.0284 | 23871.4284 | 23939.8284 | 24008.2284
Lct_BB006 | Number | SEPD | Consumer Transformation | Kintore | 0 | 0 | 8.7661 | 17.4201 | 25.9598 | 34.388 | 42.6993 | 61.1389 | 79.2805 | 109.6384 | 139.4925 | 168.8394 | 271.4618 | 372.9562 | 473.3227 | 572.5631 | 670.6754 | 764.2652 | 856.7654 | 948.1754 | 1038.494 | 1127.7229 | 1158.3828 | 1188.8293 | 1219.0645 | 1249.0853 | 1278.8953 | 1278.8953 | 1278.8953 | 1278.8953 | 1278.8953 | 1278.8953
Lct_BB007 | Number | SEPD | Consumer Transformation | Kintore | 53.0976 | 65.9295 | 66.6837 | 110.6969 | 210.7661 | 321.3896 | 423.7768 | 529.1034 | 641.9323 | 763.9168 | 912.7632 | 1046.3005 | 1114.7253 | 1182.379 | 1249.262 | 1315.3747 | 1380.7175 | 1413.8366 | 1446.8968 | 1479.8982 | 1512.8406 | 1545.7242 | 1560.2637 | 1583.8337 | 1607.5104 | 1631.2941 | 1655.1845 | 1650.4657 | 1645.7468 | 1641.028 | 1636.3091 | 1631.5903
Lct_BB008 | Number | SEPD | Consumer Transformation | Kintore | 0 | 0 | 0.6299 | 1.2517 | 1.8653 | 2.4708 | 3.0682 | 4.3932 | 5.6967 | 6.979 | 8.2399 | 9.4794 | 13.8138 | 18.1005 | 22.3396 | 26.5311 | 30.675 | 34.6279 | 38.5348 | 42.3956 | 46.2104 | 49.9792 | 51.2741 | 52.5601 | 53.8372 | 55.1053 | 56.3643 | 56.3643 | 56.3643 | 56.3643 | 56.3643 | 56.3643
Lct_BB010b | MW | SEPD | Consumer Transformation | Kintore | 1.45 | 2.6628 | 4.2515 | 7.898 | 12.2053 | 18.0533 | 25.6322 | 32.618 | 39.6054 | 47.2728 | 54.9242 | 62.0167 | 82.3098 | 111.9339 | 131.5234 | 141.6516 | 147.4992 | 151.5566 | 153.8117 | 155.0731 | 155.6563 | 156.1237 | 156.2591 | 156.2591 | 156.2591 | 156.2591 | 156.3953 | 156.3953 | 156.3953 | 156.3953 | 156.3953 | 156.3953
Lct_BB011b | MW | SEPD | Consumer Transformation | Kintore | 0.114 | 0.2177 | 0.36118 | 0.7048 | 1.0461 | 1.4594 | 2.0979 | 3.0279 | 4.1482 | 5.002 | 5.9185 | 6.9909 | 7.9958 | 8.9914 | 9.9465 | 10.8069 | 11.5574 | 12.1595 | 12.6047 | 12.8927 | 13.0642 | 13.1514 | 13.1998 | 13.2435 | 13.3039 | 13.3929 | 13.3992 | 13.3992 | 13.3992 | 13.3992 | 13.3992 | 13.3992
Lct_BB012b | MW | SEPD | Consumer Transformation | Kintore | 0.812 | 0.9127 | 1.0219 | 1.2549 | 1.4566 | 1.6939 | 1.9838 | 2.2937 | 2.6412 | 2.9808 | 3.345 | 3.7112 | 4.2475 | 4.7838 | 5.2911 | 5.7443 | 6.1348 | 6.4379 | 6.6496 | 6.7956 | 6.8941 | 6.9507 | 6.9707 | 6.9791 | 6.9878 | 6.9994 | 7.0185 | 7.0185 | 7.0185 | 7.0185 | 7.0185 | 7.0185
Lct_BB013b | MW | SEPD | Consumer Transformation | Kintore | 0 | 0.0123 | 0.0245 | 0.0507 | 0.07059 | 0.09182 | 0.13059 | 0.19125 | 0.25707 | 0.28885 | 0.3208 | 0.35712 | 0.39937 | 0.44023 | 0.47894 | 0.51285 | 0.54182 | 0.56412 | 0.57979 | 0.58868 | 0.59287 | 0.59499 | 0.59499 | 0.59499 | 0.59499 | 0.59709 | 0.59709 | 0.59709 | 0.59709 | 0.59709 | 0.59709 | 0.59709
Lct_BB014 | Number | SEPD | Consumer Transformation | Kintore | 52.5277 | 52.9308 | 59.4674 | 67.516 | 76.3571 | 86.3218 | 97.7529 | 106.5508 | 119.2584 | 133.4818 | 149.2343 | 167.1364 | 191.6185 | 215.8595 | 243.6628 | 274.9807 | 310.1588 | 463.8383 | 499.6606 | 539.118 | 583.041 | 631.3248 | 740.0439 | 803.8868 | 870.8001 | 948.1969 | 1033.7154 | 1165.5186 | 1313.7475 | 1481.1932 | 1669.6036 | 1881.7697
Other generation | MW | SEPD | Consumer Transformation | Kintore | 0 | 0.02 | 0.02 | 0.02 | 0.02 | 0.02 | 0.02 | 0.02 | 0.02 | 0.02 | 0.02 | 0.02 | 0.02 | 0.02 | 0.02 | 0.02 | 0.02 | 0.02 | 0.02 | 0.02 | 0.02 | 0.02 | 0.02 | 0.02 | 0.02 | 0.02 | 0.02 | 0.02 | 0.02 | 0.02 | 0.02 | 0.02
Srg_BB001 | MW | SEPD | Consumer Transformation | Kintore | 0 | 0.17241 | 0.24466 | 0.31918 | 0.39318 | 30.4643 | 30.5779 | 31.2309 | 31.3332 | 31.4402 | 31.5501 | 31.7519 | 32.0087 | 32.2865 | 32.58 | 32.8874 | 33.2789 | 33.6006 | 33.9375 | 34.2795 | 34.6382 | 35.0091 | 35.2153 | 35.4221 | 35.6261 | 35.8304 | 36.033 | 36.0747 | 36.1152 | 36.1546 | 36.1945 | 36.233
Srg_BB002 | MW | SEPD | Consumer Transformation | Kintore | 0 | 0 | 0.0099541 | 0.020771 | 0.03312 | 0.047901 | 0.065612 | 0.24887 | 0.40656 | 0.60061 | 0.83059 | 1.1066 | 1.2217 | 1.3413 | 1.4607 | 1.5802 | 1.6985 | 1.9032 | 2.116 | 2.3382 | 2.5688 | 2.8085 | 3.2259 | 3.6685 | 4.1345 | 4.6242 | 5.1009 | 5.5963 | 6.1103 | 6.643 | 7.1942 | 7.764
Data centres (MW) | MW | SEPD | Consumer Transformation | Lairg | 0 | 0 | 0 | 0 | 0 | 0 | 0 | 0 | 0 | 0 | 0 | 0 | 0 | 0 | 0 | 0 | 0 | 0 | 0 | 0 | 0 | 0 | 0 | 0 | 0 | 0 | 0 | 0 | 0 | 0 | 0 | 0
Dem_BB001a | Number of homes (cumulative) | SEPD | Consumer Transformation | Lairg | 0 | 0 | 0 | 0 | 0 | 0 | 0 | 0 | 0 | 0 | 0 | 0 | 0 | 0 | 0 | 0 | 0 | 0.11269 | 0.23583 | 0.34433 | 0.44267 | 0.54634 | 0.60383 | 0.65106 | 0.68909 | 0.71931 | 0.74406 | 0.76426 | 0.78063 | 0.79252 | 0.80042 | 0.80416
Dem_BB002b | Floorspace (m2) (cumulative) | SEPD | Consumer Transformation | Lairg | 0 | 0 | 0 | 0 | 0 | 2400 | 2600 | 2800 | 3000 | 3200 | 3400 | 3600 | 3800 | 4000 | 4000 | 4000 | 4000 | 4000 | 4000 | 4000 | 4000 | 4000 | 4000 | 4000 | 4000 | 4000 | 4000 | 4000 | 4000 | 4000 | 4000 | 4000
Domestic direct electric heating | Number | SEPD | Consumer Transformation | Lairg | 204.2699 | 204.2696 | 204.2698 | 201.5174 | 198.3599 | 193.9637 | 186.5219 | 181.6742 | 176.5698 | 173.1556 | 169.3194 | 165.6754 | 165.136 | 164.4933 | 164.2429 | 163.5211 | 162.8045 | 162.2698 | 161.5626 | 160.9459 | 160.4156 | 159.885 | 159.4348 | 158.9848 | 158.6086 | 158.2283 | 157.8444 | 157.4548 | 157.0638 | 156.6682 | 156.2709 | 155.8684
Gas: Hydrogen peaking | MW | SEPD | Consumer Transformation | Lairg | 0 | 0 | 0 | 0 | 0 | 0 | 0 | 0 | 0 | 0 | 0 | 0 | 0 | 0 | 0 | 0 | 0 | 0 | 0 | 0 | 0 | 0 | 0 | 0 | 0 | 0 | 0 | 0 | 0 | 0 | 0 | 0
Gen_BB001 | MW | SEPD | Consumer Transformation | Lairg | 0 | 0 | 0 | 0 | 0 | 0 | 0 | 0 | 0 | 0 | 0 | 0 | 0 | 0 | 0 | 0 | 0 | 0 | 0 | 0 | 0 | 0 | 0 | 0 | 0 | 0 | 0 | 0 | 0 | 0 | 0 | 0
Gen_BB004 | MW | SEPD | Consumer Transformation | Lairg | 0 | 0 | 0 | 0 | 0 | 0 | 0 | 0 | 0 | 0 | 0 | 0 | 0 | 0 | 0 | 0 | 0 | 0 | 0 | 0 | 0 | 0 | 0 | 0 | 0 | 0 | 0 | 0 | 0 | 0 | 0 | 0
Gen_BB005 | MW | SEPD | Consumer Transformation | Lairg | 0 | 0 | 0 | 0 | 0 | 0 | 0 | 0 | 0 | 0 | 0 | 0 | 0 | 0 | 0 | 0 | 0 | 0 | 0 | 0 | 0 | 0 | 0 | 0 | 0 | 0 | 0 | 0 | 0 | 0 | 0 | 0
Gen_BB006 | MW | SEPD | Consumer Transformation | Lairg | 0 | 0 | 0 | 0 | 0 | 0 | 0 | 0 | 0 | 0 | 0 | 0 | 0 | 0 | 0 | 0 | 0 | 0 | 0 | 0 | 0 | 0 | 0 | 0 | 0 | 0 | 0 | 0 | 0 | 0 | 0 | 0
Gen_BB008 | MW | SEPD | Consumer Transformation | Lairg | 0 | 0 | 0 | 0 | 0 | 0 | 0 | 0 | 0 | 0 | 0 | 0 | 0 | 0 | 0 | 0 | 0 | 0 | 0 | 0 | 0 | 0 | 0 | 0 | 0 | 0 | 0 | 0 | 0 | 0 | 0 | 0
Gen_BB010 | MW | SEPD | Consumer Transformation | Lairg | 0 | 0 | 0 | 0 | 0 | 0 | 0 | 0 | 0 | 0 | 0 | 0 | 0 | 0 | 0 | 0 | 0 | 0 | 0 | 0 | 0 | 0 | 0 | 0 | 0 | 0 | 0 | 0 | 0 | 0 | 0 | 0
Gen_BB011 | MW | SEPD | Consumer Transformation | Lairg | 0 | 0 | 0 | 0 | 0 | 0 | 0 | 0 | 0 | 0 | 0 | 0 | 0 | 0 | 0 | 0 | 0 | 0 | 0 | 0 | 0 | 0 | 0 | 0 | 0 | 0 | 0 | 0 | 0 | 0 | 0 | 0
Gen_BB012 | MW | SEPD | Consumer Transformation | Lairg | 0 | 0.00061539 | 0.0017533 | 0.0034039 | 0.0056325 | 0.0076456 | 0.01022 | 0.013247 | 0.015976 | 0.018489 | 0.021073 | 0.023611 | 0.026146 | 0.028595 | 0.030979 | 0.033314 | 0.036641 | 0.039945 | 0.043257 | 0.046553 | 0.049847 | 0.053142 | 0.056461 | 0.059785 | 0.063109 | 0.06586 | 0.068619 | 0.071378 | 0.074142 | 0.076912 | 0.079685 | 0.082464
Gen_BB013 | MW | SEPD | Consumer Transformation | Lairg | 0.20538 | 0.20705 | 0.21017 | 0.21496 | 0.22191 | 0.22877 | 0.23823 | 0.25038 | 0.26225 | 0.2739 | 0.28658 | 0.29967 | 0.31326 | 0.32682 | 0.34038 | 0.35533 | 0.38101 | 0.40929 | 0.43473 | 0.46148 | 0.48962 | 0.51773 | 0.54737 | 0.57692 | 0.60781 | 0.63445 | 0.66106 | 0.68766 | 0.71428 | 0.74091 | 0.76756 | 0.79423
Gen_BB014 | MW | SEPD | Consumer Transformation | Lairg | 0 | 0 | 0 | 0 | 0 | 0 | 0 | 0 | 0 | 0 | 0 | 0 | 0 | 0 | 0 | 0 | 0 | 0 | 0 | 0 | 0 | 0 | 0 | 0 | 0 | 0 | 0 | 0 | 0 | 0 | 0 | 0
Gen_BB015 | MW | SEPD | Consumer Transformation | Lairg | 70.19 | 70.19 | 70.19 | 70.19 | 70.19 | 70.19 | 70.19 | 70.19 | 154.19 | 155.741 | 157.5645 | 160.0727 | 167.4273 | 182.8064 | 185.2673 | 187.8041 | 190.4137 | 195.6938 | 198.6553 | 201.8094 | 204.9529 | 208.1704 | 211.3304 | 214.2741 | 217.0836 | 219.7281 | 222.3206 | 224.8821 | 227.3985 | 230.0167 | 232.5729 | 235.2261
Gen_BB016 | MW | SEPD | Consumer Transformation | Lairg | 0.24836 | 0.24836 | 0.25068 | 0.25474 | 0.26173 | 0.29117 | 0.31439 | 0.35941 | 0.44203 | 0.57757 | 0.80133 | 1.0466 | 1.3311 | 1.5993 | 1.8636 | 2.1964 | 2.4597 | 2.7221 | 3.1721 | 3.6147 | 4.0496 | 4.4767 | 4.8956 | 5.3064 | 5.7087 | 6.1023 | 6.4871 | 6.8757 | 7.2682 | 7.6645 | 8.0649 | 8.4693
Gen_BB017 | MW | SEPD | Consumer Transformation | Lairg | 0 | 0 | 0 | 0 | 0 | 0 | 0 | 0 | 0 | 0 | 0 | 0 | 0 | 0 | 0 | 0 | 0 | 0 | 0 | 0 | 0 | 0 | 0 | 0 | 0 | 0 | 0 | 0 | 0 | 0 | 0 | 0
Gen_BB018 | MW | SEPD | Consumer Transformation | Lairg | 0.145 | 0.145 | 0.145 | 0.145 | 0.14549 | 0.15242 | 0.15451 | 0.15764 | 0.16077 | 0.1641 | 0.16723 | 0.17057 | 0.1737 | 0.17683 | 0.17996 | 0.1833 | 0.18643 | 0.18923 | 0.19191 | 0.19469 | 0.19718 | 0.19979 | 0.20191 | 0.20376 | 0.20575 | 0.2077 | 0.20979 | 0.21164 | 0.21344 | 0.21542 | 0.21736 | 0.21907
Hydrogen electrolysis | MW | SEPD | Consumer Transformation | Lairg | 0 | 0 | 0 | 0 | 0 | 0 | 0 | 0 | 0 | 0 | 0 | 0 | 0 | 0 | 0 | 0 | 0 | 0 | 0 | 0 | 0 | 0 | 0 | 0 | 0 | 0 | 0 | 0 | 0 | 0 | 0 | 0
Lct_BB001 | Number | SEPD | Consumer Transformation | Lairg | 4.103 | 7.0593 | 12.9846 | 26.0844 | 41.3896 | 62.1164 | 115.0536 | 171.4721 | 227.891 | 284.2776 | 340.7 | 397.0854 | 485.4114 | 582.0916 | 679.3486 | 772.8943 | 861.4688 | 939.4593 | 1004.5677 | 1056.0348 | 1096.7604 | 1127.5034 | 1148.7249 | 1153.3292 | 1154.5753 | 1149.9878 | 1114.5931 | 1108.9712 | 1100.3549 | 1085.8022 | 1068.5781 | 1049.0956
Lct_BB003 | Number | SEPD | Consumer Transformation | Lairg | 0 | 0 | 0 | 0 | 0 | 0 | 0 | 0 | 0 | 0 | 0 | 0 | 0 | 0 | 0 | 0 | 0 | 0 | 0 | 0 | 0 | 0 | 0 | 0 | 0 | 0 | 0 | 0 | 0 | 0 | 0 | 0
Lct_BB005 | Number | SEPD | Consumer Transformation | Lairg | 27.642 | 30.4837 | 31.4452 | 38.6267 | 61.756 | 95.3908 | 134.8371 | 170.8882 | 209.478 | 293.2811 | 392.0097 | 475.7934 | 501.3538 | 526.6909 | 551.6488 | 576.7197 | 601.4833 | 606.4266 | 610.8376 | 616.5346 | 623.4769 | 630.9768 | 634.8349 | 638.6998 | 649.8835 | 661.2781 | 672.4638 | 675.4638 | 678.4638 | 681.4638 | 684.4638 | 687.4638
Lct_BB006 | Number | SEPD | Consumer Transformation | Lairg | 0 | 0 | 0 | 0 | 0 | 0 | 0 | 0 | 0 | 0 | 0 | 0 | 0 | 0 | 0 | 0 | 0 | 0 | 0 | 0 | 0 | 0 | 0 | 0 | 0 | 0 | 0 | 0 | 0 | 0 | 0 | 0
Lct_BB007 | Number | SEPD | Consumer Transformation | Lairg | 0 | 0 | 0 | 0 | 0 | 0 | 0 | 0 | 0 | 0 | 0 | 0 | 0 | 0 | 0 | 0 | 0 | 0 | 0 | 0 | 0 | 0 | 0 | 0 | 0 | 0 | 0 | 0 | 0 | 0 | 0 | 0
Lct_BB008 | Number | SEPD | Consumer Transformation | Lairg | 0 | 0 | 0 | 0 | 0 | 0 | 0 | 0 | 0 | 0 | 0 | 0 | 0 | 0 | 0 | 0 | 0 | 0 | 0 | 0 | 0 | 0 | 0 | 0 | 0 | 0 | 0 | 0 | 0 | 0 | 0 | 0
Lct_BB010b | MW | SEPD | Consumer Transformation | Lairg | 0.014 | 0.0154 | 0.028 | 0.084 | 0.1666 | 0.2744 | 0.5166 | 0.8456 | 1.071 | 1.2964 | 1.532 | 1.807 | 2.2436 | 2.6677 | 3.7595 | 4.4647 | 4.9261 | 5.2766 | 5.5777 | 5.6614 | 5.7224 | 5.7439 | 5.7583 | 5.7583 | 5.7583 | 5.7583 | 5.7592 | 5.7592 | 5.7592 | 5.7592 | 5.7592 | 5.7592
Lct_BB011b | MW | SEPD | Consumer Transformation | Lairg | 0 | 0.0008 | 0.00619 | 0.01427 | 0.02183 | 0.03115 | 0.04197 | 0.05391 | 0.06718 | 0.08165 | 0.09742 | 0.11492 | 0.13845 | 0.1619 | 0.18359 | 0.2031 | 0.22001 | 0.23325 | 0.24265 | 0.2483 | 0.25093 | 0.25099 | 0.25099 | 0.25099 | 0.25099 | 0.25099 | 0.25099 | 0.25099 | 0.25099 | 0.25099 | 0.25099 | 0.25099
Lct_BB012b | MW | SEPD | Consumer Transformation | Lairg | 0 | 0.0017 | 0.00289 | 0.00584 | 0.00811 | 0.01073 | 0.01355 | 0.01584 | 0.01831 | 0.02093 | 0.02355 | 0.02562 | 0.02976 | 0.0336 | 0.03693 | 0.03955 | 0.04137 | 0.0423 | 0.04234 | 0.04234 | 0.04234 | 0.04234 | 0.04234 | 0.04234 | 0.04234 | 0.04234 | 0.04234 | 0.04234 | 0.04234 | 0.04234 | 0.04234 | 0.04234
Lct_BB013b | MW | SEPD | Consumer Transformation | Lairg | 0 | 0.0015 | 0.00297 | 0.00614 | 0.00855 | 0.01112 | 0.01581 | 0.02315 | 0.0311 | 0.03494 | 0.0388 | 0.04319 | 0.04829 | 0.05323 | 0.0579 | 0.062 | 0.0655 | 0.06819 | 0.07008 | 0.07115 | 0.07165 | 0.07191 | 0.07191 | 0.07191 | 0.07191 | 0.07217 | 0.07217 | 0.07217 | 0.07217 | 0.07217 | 0.07217 | 0.07217
Lct_BB014 | Number | SEPD | Consumer Transformation | Lairg | 0.39201 | 0.39502 | 0.44381 | 0.50387 | 0.56985 | 0.64422 | 0.72953 | 0.65219 | 0.72998 | 0.81704 | 0.91346 | 1.023 | 0.90045 | 1.0144 | 1.145 | 1.2922 | 1.4575 | 2.1797 | 2.348 | 2.5334 | 2.7398 | 2.9667 | 3.5489 | 3.855 | 4.1759 | 4.547 | 4.9571 | 5.5892 | 6.3 | 7.103 | 8.0065 | 9.024
Other generation | MW | SEPD | Consumer Transformation | Lairg | 0 | 0 | 0 | 0 | 0 | 0 | 0 | 0 | 0 | 0 | 0 | 0 | 0 | 0 | 0 | 0 | 0 | 0 | 0 | 0 | 0 | 0 | 0 | 0 | 0 | 0 | 0 | 0 | 0 | 0 | 0 | 0
Srg_BB001 | MW | SEPD | Consumer Transformation | Lairg | 0 | 0 | 0.070973 | 0.14487 | 0.21811 | 0.30047 | 0.42483 | 1.0201 | 1.3783 | 1.7484 | 2.0985 | 2.6453 | 3.3067 | 3.9943 | 4.6977 | 5.4077 | 6.271 | 7.0334 | 7.8191 | 8.6078 | 9.4229 | 10.2556 | 10.6061 | 10.9577 | 11.304 | 11.6509 | 11.9946 | 12.1617 | 12.3266 | 12.4891 | 12.6528 | 12.8137
Srg_BB002 | MW | SEPD | Consumer Transformation | Lairg | 0 | 0 | 0.00040491 | 0.00082697 | 0.0012831 | 0.0018036 | 0.002392 | 0.0081009 | 0.012757 | 0.01823 | 0.024439 | 0.031603 | 0.034485 | 0.037386 | 0.0402 | 0.042946 | 0.045717 | 0.050595 | 0.055745 | 0.0612 | 0.066931 | 0.072959 | 0.083569 | 0.094928 | 0.107 | 0.11977 | 0.13228 | 0.14536 | 0.15901 | 0.17324 | 0.18803 | 0.2034
Data centres (MW) | MW | SEPD | Consumer Transformation | Lunanhead | 0 | 0 | 0 | 0 | 0 | 0 | 0 | 0 | 0 | 0 | 0 | 0 | 0 | 0 | 0 | 0 | 0 | 0 | 0 | 0 | 0 | 0 | 0 | 0 | 0 | 0 | 0 | 0 | 0 | 0 | 0 | 0
Dem_BB001a | Number of homes (cumulative) | SEPD | Consumer Transformation | Lunanhead | 0 | 97.617 | 202.4546 | 302.9501 | 396.47 | 459.9501 | 510.7646 | 558.5115 | 599.1624 | 640.9706 | 684.5881 | 729.6562 | 764.6562 | 786.6562 | 799.6562 | 812.6562 | 823.6562 | 833.1354 | 842.7518 | 851.176 | 857.4667 | 862.5853 | 865.2057 | 866.7154 | 867.1257 | 867.4518 | 867.7189 | 867.9368 | 868.1134 | 868.2417 | 868.327 | 868.3674
Dem_BB002b | Floorspace (m2) (cumulative) | SEPD | Consumer Transformation | Lunanhead | 0 | 38618.1818 | 69512.7273 | 95803.6364 | 124106.6667 | 154421.8182 | 178749.0909 | 203563.6364 | 213578.1818 | 228992.7273 | 244857.2727 | 255771.8182 | 264674.2424 | 270277.2727 | 273868.1818 | 276113.6364 | 277013.6364 | 277913.6364 | 278363.6364 | 278363.6364 | 278363.6364 | 278363.6364 | 278363.6364 | 278363.6364 | 278363.6364 | 278363.6364 | 278363.6364 | 278363.6364 | 278363.6364 | 278363.6364 | 278363.6364 | 278363.6364
Domestic direct electric heating | Number | SEPD | Consumer Transformation | Lunanhead | 1897.4955 | 1908.0791 | 1919.4193 | 1898.0915 | 1855.9277 | 1782.3576 | 1655.7 | 1540.4622 | 1433.6456 | 1356.3618 | 1279.7653 | 1219.6759 | 1186.4029 | 1167.1867 | 1157.2094 | 1149.4304 | 1141.9975 | 1134.793 | 1127.1488 | 1119.6217 | 1112.1699 | 1104.8727 | 1098.4973 | 1092.2433 | 1085.9395 | 1079.7051 | 1073.4691 | 1067.1898 | 1060.9464 | 1054.6762 | 1048.4164 | 1042.1043
Gas: Hydrogen peaking | MW | SEPD | Consumer Transformation | Lunanhead | 0 | 0 | 0 | 0 | 0 | 0 | 0 | 0 | 0 | 0 | 0 | 0 | 0 | 0 | 0 | 0 | 0 | 0 | 0 | 0 | 0 | 0 | 0 | 0 | 0 | 0 | 0 | 0 | 0 | 0 | 0 | 0
Gen_BB001 | MW | SEPD | Consumer Transformation | Lunanhead | 0 | 0 | 0 | 0 | 0 | 0 | 0 | 0 | 0 | 0 | 0 | 0 | 0 | 0 | 0 | 0 | 0 | 0 | 0 | 0 | 0 | 0 | 0 | 0 | 0 | 0 | 0 | 0 | 0 | 0 | 0 | 0
Gen_BB004 | MW | SEPD | Consumer Transformation | Lunanhead | 2 | 2 | 2 | 2 | 2 | 2 | 2 | 2 | 2 | 2 | 2 | 2 | 2 | 2 | 2 | 2 | 2 | 2 | 2 | 2 | 2 | 2 | 2 | 2 | 0 | 0 | 0 | 0 | 0 | 0 | 0 | 0
Gen_BB005 | MW | SEPD | Consumer Transformation | Lunanhead | 0 | 0 | 0 | 0 | 0 | 0 | 0 | 0 | 0 | 0 | 0 | 0 | 0 | 0 | 0 | 0 | 0 | 0 | 0 | 0 | 0 | 0 | 0 | 0 | 0 | 0 | 0 | 0 | 0 | 0 | 0 | 0
Gen_BB006 | MW | SEPD | Consumer Transformation | Lunanhead | 0 | 0 | 0 | 0 | 0 | 0 | 0 | 0 | 0 | 0 | 0 | 0 | 0 | 0 | 0 | 0 | 0 | 0 | 0 | 0 | 0 | 0 | 0 | 0 | 0 | 0 | 0 | 0 | 0 | 0 | 0 | 0
Gen_BB008 | MW | SEPD | Consumer Transformation | Lunanhead | 0 | 0 | 0 | 0 | 0 | 0 | 0 | 0 | 0 | 0 | 0 | 0 | 0 | 0 | 0 | 0 | 0 | 0 | 0 | 0 | 0 | 0 | 0 | 0 | 0 | 0 | 0 | 0 | 0 | 0 | 0 | 0
Gen_BB010 | MW | SEPD | Consumer Transformation | Lunanhead | 1 | bar: 2020 to 2050
Gen_BB011 | MW | SEPD | Consumer Transformation | Lunanhead | 0 | 0 | 0 | 0 | 0 | 0 | 0 | 0 | 0 | 0 | 0 | 0 | 0 | 0 | 0 | 0 | 0 | 0 | 0 | 0 | 0 | 0 | 0 | 0 | 0 | 0 | 0 | 0 | 0 | 0 | 0 | 0
Gen_BB012 | MW | SEPD | Consumer Transformation | Lunanhead | 11.485 | 16.5786 | 16.7489 | 17.0135 | 22.0742 | 22.3139 | 22.4518 | 24.2464 | 26.2667 | 28.5117 | 31.1388 | 34.5099 | 38.4 | 42.801 | 47.2757 | 51.9668 | 55.9443 | 59.2971 | 61.1098 | 65.4184 | 66.8285 | 68.182 | 72.1853 | 76.2182 | 78.735 | 81.2021 | 83.6683 | 85.9117 | 87.9328 | 89.7305 | 91.306 | 92.6584
Gen_BB013 | MW | SEPD | Consumer Transformation | Lunanhead | 2.2179 | 2.2581 | 2.3379 | 2.4588 | 2.6279 | 2.788 | 2.9943 | 3.251 | 3.5012 | 3.7538 | 4.0304 | 4.3217 | 4.6237 | 4.9188 | 5.2113 | 5.5107 | 5.8157 | 6.1217 | 6.4205 | 6.721 | 7.0214 | 7.3226 | 7.6406 | 7.9592 | 8.2772 | 8.5546 | 8.8317 | 9.1088 | 9.3862 | 9.6637 | 9.9415 | 10.2195
Gen_BB014 | MW | SEPD | Consumer Transformation | Lunanhead | 0 | 0 | 0 | 0 | 0 | 0 | 0 | 0 | 0 | 0 | 0 | 0 | 0 | 0 | 0 | 0 | 0 | 0 | 0 | 0 | 0 | 0 | 0 | 0 | 0 | 0 | 0 | 0 | 0 | 0 | 0 | 0
Gen_BB015 | MW | SEPD | Consumer Transformation | Lunanhead | 6.4 | 6.4 | 6.4 | 6.4 | 6.4 | 6.4 | 6.4 | 6.4 | 6.4 | 7.3457 | 8.4575 | 9.9868 | 11.4285 | 13.2754 | 17.9759 | 19.5226 | 21.1137 | 22.8088 | 24.6145 | 26.5376 | 28.4543 | 30.416 | 32.3427 | 34.1376 | 35.8505 | 37.4629 | 39.0436 | 40.6055 | 42.1397 | 43.7361 | 45.2946 | 46.9124
Gen_BB016 | MW | SEPD | Consumer Transformation | Lunanhead | 4.8614 | 4.8614 | 4.8628 | 4.8653 | 4.8696 | 4.8875 | 4.9017 | 4.9291 | 4.9795 | 5.0622 | 5.1986 | 5.3481 | 5.5216 | 6.2151 | 7.0663 | 9.1592 | 9.9197 | 11.0797 | 11.3541 | 11.6239 | 11.8891 | 12.1495 | 12.405 | 12.6554 | 12.9007 | 13.1407 | 13.3753 | 13.6122 | 13.8515 | 14.0932 | 14.3373 | 14.5839
Gen_BB017 | MW | SEPD | Consumer Transformation | Lunanhead | 0 | 0 | 0 | 0 | 0 | 0 | 0 | 0 | 0 | 0 | 0 | 0 | 0 | 0 | 0 | 0 | 0 | 0 | 0 | 0 | 0 | 0 | 0 | 0 | 0 | 0 | 0 | 0 | 0 | 0 | 0 | 0
Gen_BB018 | MW | SEPD | Consumer Transformation | Lunanhead | 1.7054 | 1.7054 | 1.7054 | 1.7054 | 1.7094 | 1.7658 | 1.7828 | 1.8082 | 1.8337 | 1.8609 | 1.8863 | 1.9135 | 1.939 | 1.9645 | 1.9899 | 2.0171 | 2.0426 | 2.0653 | 2.0871 | 2.1098 | 2.13 | 2.1513 | 2.1685 | 2.1836 | 2.1998 | 2.2156 | 2.2327 | 2.2477 | 2.2624 | 2.2785 | 2.2943 | 2.3082
Hydrogen electrolysis | MW | SEPD | Consumer Transformation | Lunanhead | 0 | 0 | 0 | 0 | 0 | 0 | 0 | 0 | 0 | 0 | 0 | 0 | 0 | 0 | 0 | 0 | 0 | 0 | 0 | 0 | 0 | 0 | 0 | 0 | 0 | 0 | 0 | 0 | 0 | 0 | 0 | 0
Lct_BB001 | Number | SEPD | Consumer Transformation | Lunanhead | 62.8052 | 104.8661 | 194.046 | 389.1635 | 621.1524 | 936.6219 | 1543.2776 | 2272.5948 | 3009.5818 | 3755.7535 | 4513.259 | 5284.2835 | 6445.4205 | 7834.7934 | 9291.234 | 10769.2651 | 12260.5003 | 13681.0775 | 14987.3798 | 16146.9568 | 17166.528 | 18035.5149 | 18746.1412 | 19218.0118 | 19588.6669 | 19745.9488 | 19493.6074 | 19533.4837 | 19519.216 | 19401.2974 | 19238.1705 | 19026.1705
Lct_BB003 | Number | SEPD | Consumer Transformation | Lunanhead | 2.6294 | 3.0719 | 5.9231 | 13.302 | 24.1621 | 38.704 | 58.9549 | 105.5615 | 166.4511 | 218.5139 | 275.0322 | 358.8196 | 427.6412 | 493.6109 | 557.3751 | 617.882 | 674.6975 | 726.6057 | 773.0571 | 813.1501 | 847.8429 | 880.5675 | 906.7397 | 928.2478 | 950.1213 | 978.3647 | 997.221 | 1002.9235 | 1007.9144 | 1012.3533 | 1016.303 | 1017.7869
Lct_BB005 | Number | SEPD | Consumer Transformation | Lunanhead | 84.3611 | 121.5578 | 145.5208 | 294.3817 | 606.4708 | 1002.8457 | 1403.0461 | 1874.4592 | 2386.1322 | 3073.3629 | 3902.1696 | 4676.4726 | 5229.0343 | 5778.085 | 6326.9146 | 6876.5533 | 7432.2932 | 7820.6245 | 8210.8245 | 8603.2484 | 8998.2064 | 9393.0694 | 9665.2984 | 9939.259 | 10202.1037 | 10469.0039 | 10737.6284 | 10771.2284 | 10804.8284 | 10838.4284 | 10872.0284 | 10905.6284
Lct_BB006 | Number | SEPD | Consumer Transformation | Lunanhead | 0 | 0 | 5.6485 | 11.2244 | 16.726 | 22.1576 | 27.5157 | 39.3958 | 51.0856 | 66.6863 | 82.0319 | 97.1185 | 149.8688 | 202.0384 | 253.6298 | 304.6396 | 355.0715 | 403.1775 | 450.7252 | 497.7095 | 544.1352 | 589.9994 | 605.756 | 621.4027 | 636.9421 | 652.3722 | 667.6963 | 667.6963 | 667.6963 | 667.6963 | 667.6963 | 667.6963
Lct_BB007 | Number | SEPD | Consumer Transformation | Lunanhead | 31.603 | 39.2403 | 39.6892 | 65.8853 | 125.4451 | 191.2865 | 252.226 | 314.9149 | 382.0691 | 454.6725 | 543.2638 | 622.7433 | 663.4688 | 703.7353 | 743.5431 | 782.8924 | 821.7835 | 841.4955 | 861.1725 | 880.8144 | 900.4213 | 919.9932 | 928.6469 | 942.6754 | 956.7675 | 970.9232 | 985.1425 | 982.334 | 979.5254 | 976.7168 | 973.9082 | 971.0997
Lct_BB008 | Number | SEPD | Consumer Transformation | Lunanhead | 0 | 0 | 0.37493 | 0.74499 | 1.1102 | 1.4706 | 1.8262 | 2.6147 | 3.3906 | 4.1538 | 4.9043 | 5.6421 | 8.2218 | 10.7732 | 13.2963 | 15.791 | 18.2574 | 20.6101 | 22.9354 | 25.2333 | 27.5038 | 29.7469 | 30.5176 | 31.283 | 32.0431 | 32.7977 | 33.547 | 33.547 | 33.547 | 33.547 | 33.547 | 33.547
Lct_BB010b | MW | SEPD | Consumer Transformation | Lunanhead | 0.49 | 0.66331 | 0.99125 | 1.8286 | 2.8948 | 4.2641 | 7.0762 | 9.7885 | 12.2536 | 14.8383 | 17.6995 | 20.5944 | 25.46 | 34.3046 | 42.0738 | 48.5289 | 52.2574 | 54.5236 | 56.6795 | 57.61 | 58.1804 | 58.6462 | 58.8583 | 58.8583 | 58.8583 | 58.8583 | 58.9519 | 58.9519 | 58.9519 | 58.9519 | 58.9519 | 58.9519
Lct_BB011b | MW | SEPD | Consumer Transformation | Lunanhead | 0.157 | 0.205 | 0.26564 | 0.41707 | 0.56685 | 0.74887 | 1.0301 | 1.4385 | 1.9307 | 2.306 | 2.7086 | 3.1796 | 3.6216 | 4.0594 | 4.4788 | 4.8572 | 5.1876 | 5.4523 | 5.6487 | 5.7748 | 5.8506 | 5.8885 | 5.9097 | 5.9289 | 5.9555 | 5.9945 | 5.9973 | 5.9973 | 5.9973 | 5.9973 | 5.9973 | 5.9973
Lct_BB012b | MW | SEPD | Consumer Transformation | Lunanhead | 0.687 | 0.7266 | 0.76426 | 0.84704 | 0.91503 | 0.99366 | 1.0859 | 1.1832 | 1.2919 | 1.4012 | 1.5178 | 1.6324 | 1.8076 | 1.982 | 2.1463 | 2.2916 | 2.4158 | 2.5106 | 2.5748 | 2.6206 | 2.6532 | 2.6739 | 2.6844 | 2.6891 | 2.694 | 2.7006 | 2.7111 | 2.7111 | 2.7111 | 2.7111 | 2.7111 | 2.7111
Lct_BB013b | MW | SEPD | Consumer Transformation | Lunanhead | 0 | 0.0026 | 0.00514 | 0.01063 | 0.0148 | 0.01925 | 0.02738 | 0.0401 | 0.0539 | 0.06056 | 0.06726 | 0.07487 | 0.08373 | 0.09229 | 0.1004 | 0.10751 | 0.11358 | 0.11825 | 0.12154 | 0.1234 | 0.12428 | 0.12472 | 0.12472 | 0.12472 | 0.12472 | 0.12516 | 0.12516 | 0.12516 | 0.12516 | 0.12516 | 0.12516 | 0.12516
Lct_BB014 | Number | SEPD | Consumer Transformation | Lunanhead | 20.7358 | 20.8949 | 23.4754 | 26.6526 | 30.1427 | 34.0764 | 38.5889 | 45.642 | 51.0854 | 57.1782 | 63.9259 | 71.5944 | 86.2219 | 97.1296 | 109.6402 | 123.7321 | 139.5611 | 208.7118 | 224.8306 | 242.5851 | 262.349 | 284.0751 | 318.029 | 345.4651 | 374.2206 | 407.4814 | 444.2324 | 500.874 | 564.5744 | 636.5331 | 717.5012 | 808.6782
Other generation | MW | SEPD | Consumer Transformation | Lunanhead | 0 | 0 | 0 | 0 | 0 | 0 | 0 | 0 | 0 | 0 | 0 | 0 | 0 | 0 | 0 | 0 | 0 | 0 | 0 | 0 | 0 | 0 | 0 | 0 | 0 | 0 | 0 | 0 | 0 | 0 | 0 | 0
Srg_BB001 | MW | SEPD | Consumer Transformation | Lunanhead | 0 | 0.30081 | 10.3364 | 10.3732 | 10.4099 | 10.4475 | 10.4889 | 11.0204 | 11.0637 | 11.1115 | 11.1619 | 11.2414 | 11.6332 | 12.0452 | 12.4795 | 12.933 | 13.4426 | 13.7621 | 14.1002 | 14.4565 | 14.8324 | 15.2256 | 15.5039 | 15.7839 | 16.0641 | 16.3463 | 16.6292 | 16.6627 | 16.6962 | 16.7294 | 16.7637 | 16.7973
Srg_BB002 | MW | SEPD | Consumer Transformation | Lunanhead | 0 | 0 | 0.0044388 | 0.0091319 | 0.014303 | 0.020308 | 0.027247 | 0.096285 | 0.15383 | 0.22278 | 0.30248 | 0.39605 | 0.43429 | 0.47337 | 0.51177 | 0.5497 | 0.5873 | 0.65246 | 0.72029 | 0.79124 | 0.86492 | 0.9416 | 1.0753 | 1.2171 | 1.3666 | 1.5238 | 1.6769 | 1.8361 | 2.0014 | 2.1727 | 2.3502 | 2.5336
Data centres (MW) | MW | SEPD | Consumer Transformation | Lyndhurst | 0 | 0 | 0 | 0 | 0 | 0 | 0 | 0 | 0 | 0 | 0 | 0 | 0 | 0 | 0 | 0 | 0 | 0 | 0 | 0 | 0 | 0 | 0 | 0 | 0 | 0 | 0 | 0 | 0 | 0 | 0 | 0
Dem_BB001a | Number of homes (cumulative) | SEPD | Consumer Transformation | Lyndhurst | 0 | 15.5205 | 87.2582 | 174.0927 | 253.5174 | 327.3404 | 396.2223 | 432.0359 | 457.7519 | 481.4375 | 520.1197 | 545.9447 | 566.4804 | 577.4804 | 583.4804 | 589.4804 | 591.4804 | 593.9577 | 596.5719 | 598.9943 | 601.2833 | 602.3931 | 603.0085 | 603.5142 | 603.9213 | 604.2447 | 604.5097 | 604.7259 | 604.9012 | 605.0284 | 605.113 | 605.1531
Dem_BB002b | Floorspace (m2) (cumulative) | SEPD | Consumer Transformation | Lyndhurst | 0 | 0 | 3185 | 4881.5 | 12978 | 20197 | 33191 | 38477.5 | 41454 | 44818 | 48569.5 | 53276 | 56120 | 58955 | 60550 | 61452.5 | 63397.5 | 63912.5 | 64370 | 64742.5 | 64957.5 | 65172.5 | 65322.5 | 65472.5 | 65600 | 65600 | 65600 | 65600 | 65600 | 65600 | 65600 | 65600
Domestic direct electric heating | Number | SEPD | Consumer Transformation | Lyndhurst | 974.5891 | 976.3148 | 984.093 | 982.6402 | 973.0404 | 952.99 | 916.2706 | 861.8623 | 808.8595 | 769.9311 | 729.1726 | 686.4687 | 660.0617 | 645.2068 | 637.9215 | 631.8529 | 625.9265 | 620.303 | 614.4096 | 608.7692 | 604.5667 | 600.6533 | 597.6974 | 594.9749 | 592.7724 | 590.5861 | 588.3443 | 586.0187 | 583.6678 | 581.2481 | 578.7837 | 576.2298
Gas: Hydrogen peaking | MW | SEPD | Consumer Transformation | Lyndhurst | 0 | 0 | 0 | 0 | 0 | 0 | 0 | 0 | 0 | 0 | 0 | 0 | 0 | 0 | 0 | 0 | 0 | 0 | 0 | 0 | 0 | 0 | 0 | 0 | 0 | 0 | 0.086 | 0.086 | 0.086 | 0.086 | 0.086 | 0.086
Gen_BB001 | MW | SEPD | Consumer Transformation | Lyndhurst | 0.086 | 0.086 | 0.086 | 0.086 | 0.086 | 0.086 | 0.086 | 0.086 | 0.086 | 0.086 | 0.086 | 0.086 | 0.086 | 0.086 | 0.086 | 0.086 | 0.086 | 0.086 | 0.086 | 0.086 | 0.086 | 0.086 | 0.086 | 0.086 | 0.086 | 0.086 | 0 | 0 | 0 | 0 | 0 | 0
Gen_BB004 | MW | SEPD | Consumer Transformation | Lyndhurst | 0 | 0 | 0 | 0 | 0 | 0 | 0 | 0 | 0 | 0 | 0 | 0 | 0 | 0 | 0 | 0 | 0 | 0 | 0 | 0 | 0 | 0 | 0 | 0 | 0 | 0 | 0 | 0 | 0 | 0 | 0 | 0
Gen_BB005 | MW | SEPD | Consumer Transformation | Lyndhurst | 0 | 0 | 0 | 0 | 0 | 0 | 0 | 0 | 0 | 0 | 0 | 0 | 0 | 0 | 0 | 0 | 0 | 0 | 0 | 0 | 0 | 0 | 0 | 0 | 0 | 0 | 0 | 0 | 0 | 0 | 0 | 0
Gen_BB006 | MW | SEPD | Consumer Transformation | Lyndhurst | 0 | 0 | 0 | 0 | 0 | 0 | 0 | 0 | 0 | 0 | 0 | 0 | 0 | 0 | 0 | 0 | 0 | 0 | 0 | 0 | 0 | 0 | 0 | 0 | 0 | 0 | 0 | 0 | 0 | 0 | 0 | 0
Gen_BB008 | MW | SEPD | Consumer Transformation | Lyndhurst | 0 | 0 | 0 | 0 | 0 | 0 | 0 | 0 | 0 | 0 | 0 | 0 | 0 | 0 | 0 | 0 | 0 | 0 | 0 | 0 | 0 | 0 | 0 | 0 | 0 | 0 | 0 | 0 | 0 | 0 | 0 | 0
Gen_BB010 | MW | SEPD | Consumer Transformation | Lyndhurst | 0 | 0 | 0 | 0 | 0 | 0 | 0 | 0 | 0 | 0 | 0 | 0 | 0 | 0 | 0 | 0 | 0 | 0 | 0 | 0 | 0 | 0 | 0 | 0 | 0 | 0 | 0 | 0 | 0 | 0 | 0 | 0
Gen_BB011 | MW | SEPD | Consumer Transformation | Lyndhurst | 0 | 0 | 0 | 0 | 0 | 0 | 0 | 0 | 0 | 0 | 0 | 0 | 0 | 0 | 0 | 0 | 0 | 0 | 0 | 0 | 0 | 0 | 0 | 0 | 0 | 0 | 0 | 0 | 0 | 0 | 0 | 0
Gen_BB012 | MW | SEPD | Consumer Transformation | Lyndhurst | 0.48571 | 0.48699 | 0.48972 | 0.49451 | 0.50259 | 0.5115 | 0.52514 | 0.54436 | 0.56447 | 0.58521 | 0.60859 | 0.63341 | 0.65979 | 0.6866 | 0.71381 | 0.7414 | 0.76816 | 0.7948 | 0.82155 | 0.84819 | 0.87485 | 0.90155 | 0.92847 | 0.95543 | 0.98242 | 1.0048 | 1.0272 | 1.0496 | 1.0721 | 1.0946 | 1.1172 | 1.1398
Gen_BB013 | MW | SEPD | Consumer Transformation | Lyndhurst | 0.40652 | 0.43392 | 0.49887 | 0.60377 | 0.74995 | 0.89992 | 1.0962 | 1.3146 | 1.5232 | 1.729 | 1.9703 | 2.2062 | 2.4508 | 2.6982 | 2.9492 | 3.2058 | 3.4533 | 3.7034 | 3.9492 | 4.1982 | 4.4485 | 4.7015 | 4.9724 | 5.2454 | 5.5193 | 5.76 | 6.0003 | 6.2408 | 6.4814 | 6.7222 | 6.9632 | 7.2045
Gen_BB014 | MW | SEPD | Consumer Transformation | Lyndhurst | 0 | 0 | 0 | 0 | 0 | 0 | 0 | 0 | 0 | 0 | 0 | 0 | 0 | 0 | 0 | 0 | 0 | 0 | 0 | 0 | 0 | 0 | 0 | 0 | 0 | 0 | 0 | 0 | 0 | 0 | 0 | 0
Gen_BB015 | MW | SEPD | Consumer Transformation | Lyndhurst | 3.5 | 3.5 | 3.5 | 3.5 | 3.5 | 3.5 | 3.5 | 3.5 | 3.5 | 3.5 | 3.5 | 7 | 7 | 7 | 7 | 7 | 7 | 7 | 7 | 7 | 7 | 7 | 7 | 7 | 7 | 7 | 7 | 7 | 7 | 7 | 7 | 7
Gen_BB016 | MW | SEPD | Consumer Transformation | Lyndhurst | 0 | 0 | 0 | 0 | 0 | 0 | 0 | 0 | 0 | 0 | 0 | 0 | 0 | 0 | 0 | 0 | 0 | 0 | 0 | 0 | 0 | 0 | 0 | 0 | 0 | 0 | 0 | 0 | 0 | 0 | 0 | 0
Gen_BB017 | MW | SEPD | Consumer Transformation | Lyndhurst | 0 | 0 | 0 | 0 | 0 | 0 | 0 | 0 | 0 | 0 | 0 | 0 | 0 | 0 | 0 | 0 | 0 | 0 | 0 | 0 | 0 | 0 | 0 | 0 | 0 | 0 | 0 | 0 | 0 | 0 | 0 | 0
Gen_BB018 | MW | SEPD | Consumer Transformation | Lyndhurst | 4.75 | 4.75 | 4.75 | 4.75 | 4.7681 | 5.0238 | 5.1006 | 5.2161 | 5.3316 | 5.4546 | 5.57 | 5.6931 | 5.8086 | 5.9241 | 6.0394 | 6.1625 | 6.2781 | 6.3812 | 6.4802 | 6.5828 | 6.6746 | 6.7709 | 6.8491 | 6.9172 | 6.9908 | 7.0624 | 7.1396 | 7.2077 | 7.2743 | 7.3472 | 7.419 | 7.4821
Hydrogen electrolysis | MW | SEPD | Consumer Transformation | Lyndhurst | 0 | 0 | 0 | 0 | 0 | 0 | 0 | 0 | 0 | 0 | 0 | 0 | 0 | 0 | 0 | 0 | 0 | 0 | 0 | 0 | 0 | 0 | 0 | 0 | 0 | 0 | 0 | 0 | 0 | 0 | 0 | 0
Lct_BB001 | Number | SEPD | Consumer Transformation | Lyndhurst | 30.0586 | 49.4304 | 89.3101 | 177.9171 | 284.5416 | 429.7211 | 806.1736 | 1292.7113 | 1781.2903 | 2271.894 | 2765.3621 | 3262.5248 | 3965.0104 | 4828.8909 | 5737.7735 | 6664.495 | 7606.7734 | 8510.5844 | 9347.9194 | 10097.4632 | 10760.803 | 11330.1702 | 11800.0437 | 12122.7317 | 12377.2209 | 12479.4273 | 12361.6274 | 12409.4819 | 12420.8555 | 12361.0102 | 12271.7741 | 12148.3869
Lct_BB003 | Number | SEPD | Consumer Transformation | Lyndhurst | 0 | 0 | 0.96687 | 2.0158 | 3.5668 | 5.6458 | 8.5452 | 14.188 | 19.6572 | 29.3267 | 45.3643 | 69.4051 | 88.8075 | 105.2861 | 121.2952 | 136.5067 | 150.8098 | 163.8673 | 175.5421 | 185.5877 | 194.2667 | 202.4776 | 209.0326 | 214.4708 | 220.0563 | 227.257 | 231.9269 | 233.4078 | 234.7 | 235.8463 | 236.8636 | 237.2346
Lct_BB005 | Number | SEPD | Consumer Transformation | Lyndhurst | 16.423 | 36.916 | 55.2721 | 172.743 | 387.0783 | 660.5303 | 912.7622 | 1243.3255 | 1608.5441 | 2056.6998 | 2615.886 | 3165.8155 | 3697.1929 | 4231.1331 | 4769.8336 | 5315.6056 | 5864.9283 | 6302.0957 | 6737.4205 | 7173.4433 | 7607.8707 | 8044.4295 | 8352.2338 | 8662.5432 | 8932.5744 | 9205.775 | 9480.0369 | 9513.6369 | 9547.2369 | 9580.8369 | 9614.4369 | 9648.0369
Lct_BB006 | Number | SEPD | Consumer Transformation | Lyndhurst | 0 | 0 | 6.0474 | 12.0165 | 17.909 | 23.7219 | 29.4578 | 42.1766 | 54.6958 | 73.1405 | 91.281 | 109.1112 | 171.4595 | 233.1258 | 294.105 | 354.3989 | 414.0074 | 470.8688 | 527.068 | 582.6058 | 637.4795 | 691.6923 | 710.3193 | 728.8176 | 747.1853 | 765.4271 | 783.5407 | 783.5407 | 783.5407 | 783.5407 | 783.5407 | 783.5407
Lct_BB007 | Number | SEPD | Consumer Transformation | Lyndhurst | 25.9473 | 32.2179 | 32.5865 | 54.0945 | 102.9955 | 157.0541 | 207.0879 | 258.558 | 313.6944 | 373.3048 | 446.0419 | 511.2978 | 544.7352 | 577.7957 | 610.4796 | 642.787 | 674.7182 | 690.9026 | 707.0582 | 723.1851 | 739.2831 | 755.3523 | 762.4574 | 773.9753 | 785.5455 | 797.1678 | 808.8424 | 806.5364 | 804.2304 | 801.9244 | 799.6184 | 797.3124
Lct_BB008 | Number | SEPD | Consumer Transformation | Lyndhurst | 0 | 0 | 0.30786 | 0.61171 | 0.91159 | 1.2075 | 1.4994 | 2.1468 | 2.7839 | 3.4105 | 4.0266 | 4.6324 | 6.7505 | 8.8453 | 10.9168 | 12.9651 | 14.9902 | 16.9218 | 18.831 | 20.7176 | 22.5818 | 24.4235 | 25.0563 | 25.6847 | 26.3087 | 26.9283 | 27.5436 | 27.5436 | 27.5436 | 27.5436 | 27.5436 | 27.5436
Lct_BB010b | MW | SEPD | Consumer Transformation | Lyndhurst | 0.168 | 0.24996 | 0.38808 | 0.74762 | 1.1993 | 1.8085 | 3.4971 | 5.2011 | 6.8609 | 8.4878 | 10.2907 | 12.014 | 14.7525 | 17.9826 | 22.3095 | 26.2792 | 29.6162 | 32.434 | 34.5318 | 35.9728 | 36.7257 | 37.2249 | 37.4428 | 37.4428 | 37.4428 | 37.4428 | 37.4914 | 37.4914 | 37.4914 | 37.4914 | 37.4914 | 37.4914
Lct_BB011b | MW | SEPD | Consumer Transformation | Lyndhurst | 0.081 | 0.1072 | 0.13266 | 0.20778 | 0.28286 | 0.37403 | 0.52413 | 0.75521 | 1.0367 | 1.2381 | 1.4539 | 1.7097 | 1.9275 | 2.143 | 2.3508 | 2.5386 | 2.7034 | 2.8365 | 2.9363 | 3.0021 | 3.043 | 3.068 | 3.0819 | 3.0944 | 3.1118 | 3.1373 | 3.1392 | 3.1392 | 3.1392 | 3.1392 | 3.1392 | 3.1392
Lct_BB012b | MW | SEPD | Consumer Transformation | Lyndhurst | 0.612 | 0.6433 | 0.67491 | 0.74779 | 0.81382 | 0.89281 | 0.99248 | 1.0989 | 1.218 | 1.3318 | 1.4541 | 1.5787 | 1.7558 | 1.933 | 2.1012 | 2.2518 | 2.3818 | 2.4833 | 2.5545 | 2.6023 | 2.6327 | 2.6481 | 2.6503 | 2.6509 | 2.6514 | 2.6522 | 2.6537 | 2.6537 | 2.6537 | 2.6537 | 2.6537 | 2.6537
Lct_BB013b | MW | SEPD | Consumer Transformation | Lyndhurst | 0 | 0 | 0 | 0 | 0 | 0 | 0 | 0 | 0 | 0 | 0 | 0 | 0 | 0 | 0 | 0 | 0 | 0 | 0 | 0 | 0 | 0 | 0 | 0 | 0 | 0 | 0 | 0 | 0 | 0 | 0 | 0
Lct_BB014 | Number | SEPD | Consumer Transformation | Lyndhurst | 34.7068 | 34.9731 | 39.2921 | 44.6101 | 50.4516 | 57.0357 | 64.5886 | 82.4862 | 92.3238 | 103.3349 | 115.5296 | 129.3885 | 160.8137 | 181.1577 | 204.4913 | 230.7745 | 260.2974 | 389.2712 | 419.3347 | 452.4488 | 489.3107 | 529.8324 | 563.2178 | 611.806 | 662.731 | 721.6346 | 786.7193 | 887.0295 | 999.8405 | 1127.2767 | 1270.6683 | 1432.1394
Other generation | MW | SEPD | Consumer Transformation | Lyndhurst | 0 | 0 | 0 | 0 | 0 | 0 | 0 | 0 | 0 | 0 | 0 | 0 | 0 | 0 | 0 | 0 | 0 | 0 | 0 | 0 | 0 | 0 | 0 | 0 | 0 | 0 | 0 | 0 | 0 | 0 | 0 | 0
Srg_BB001 | MW | SEPD | Consumer Transformation | Lyndhurst | 0 | 0.21644 | 0.24162 | 50.1669 | 50.1922 | 50.218 | 50.2458 | 50.6149 | 50.6416 | 50.6684 | 50.6948 | 50.7343 | 51.0113 | 51.2993 | 51.5984 | 51.9079 | 52.2335 | 52.3981 | 52.5685 | 52.7439 | 52.9252 | 53.1121 | 53.2797 | 53.4472 | 53.6145 | 53.7818 | 53.9489 | 53.9516 | 53.9542 | 53.9567 | 53.9592 | 53.9616
Srg_BB002 | MW | SEPD | Consumer Transformation | Lyndhurst | 0 | 0 | 0.00092666 | 0.0020181 | 0.0033849 | 0.0051406 | 0.0074109 | 0.032684 | 0.055638 | 0.085092 | 0.1213 | 0.16612 | 0.1853 | 0.20568 | 0.2264 | 0.24748 | 0.26884 | 0.30659 | 0.34656 | 0.38904 | 0.43378 | 0.48095 | 0.56415 | 0.6534 | 0.74841 | 0.84905 | 0.94779 | 1.0511 | 1.1591 | 1.2717 | 1.3889 | 1.5108
Data centres (MW) | MW | SEPD | Consumer Transformation | MILLENNIUM WINDFARM AUX GSP | 0 | 0 | 0 | 0 | 0 | 0 | 0 | 0 | 0 | 0 | 0 | 0 | 0 | 0 | 0 | 0 | 0 | 0 | 0 | 0 | 0 | 0 | 0 | 0 | 0 | 0 | 0 | 0 | 0 | 0 | 0 | 0
Dem_BB001a | Number of homes (cumulative) | SEPD | Consumer Transformation | MILLENNIUM WINDFARM AUX GSP | 0 | 0 | 0 | 0 | 0 | 0 | 0 | 0 | 0 | 0 | 0 | 0 | 0 | 0 | 0 | 0 | 0 | 0.0092426 | 0.019342 | 0.028241 | 0.036305 | 0.050446 | 0.058288 | 0.064731 | 0.069919 | 0.07404 | 0.077417 | 0.080171 | 0.082404 | 0.084026 | 0.085103 | 0.085614
Dem_BB002b | Floorspace (m2) (cumulative) | SEPD | Consumer Transformation | MILLENNIUM WINDFARM AUX GSP | 0 | 0 | 0 | 0 | 0 | 0 | 0 | 0 | 0 | 0 | 0 | 0 | 0 | 0 | 0 | 0 | 0 | 0 | 0 | 0 | 0 | 0 | 0 | 0 | 0 | 0 | 0 | 0 | 0 | 0 | 0 | 0
Domestic direct electric heating | Number | SEPD | Consumer Transformation | MILLENNIUM WINDFARM AUX GSP | 27.0719 | 27.0719 | 27.0719 | 26.9913 | 26.8988 | 26.77 | 26.5521 | 26.4101 | 26.0564 | 25.8883 | 25.6993 | 25.5198 | 25.4932 | 25.4616 | 25.4492 | 25.4092 | 25.3696 | 25.3304 | 25.2918 | 25.2536 | 25.2159 | 25.1786 | 25.1417 | 25.1053 | 25.0694 | 25.0339 | 24.9988 | 24.9641 | 24.9298 | 24.8959 | 24.8625 | 24.8295
Gas: Hydrogen peaking | MW | SEPD | Consumer Transformation | MILLENNIUM WINDFARM AUX GSP | 0 | 0 | 0 | 0 | 0 | 0 | 0 | 0 | 0 | 0 | 0 | 0 | 0 | 0 | 0 | 0 | 0 | 0 | 0 | 0 | 0 | 0 | 0 | 0 | 0 | 0 | 0 | 0 | 0 | 0 | 0 | 0
Gen_BB001 | MW | SEPD | Consumer Transformation | MILLENNIUM WINDFARM AUX GSP | 0 | 0 | 0 | 0 | 0 | 0 | 0 | 0 | 0 | 0 | 0 | 0 | 0 | 0 | 0 | 0 | 0 | 0 | 0 | 0 | 0 | 0 | 0 | 0 | 0 | 0 | 0 | 0 | 0 | 0 | 0 | 0
Gen_BB004 | MW | SEPD | Consumer Transformation | MILLENNIUM WINDFARM AUX GSP | 0 | 0 | 0 | 0 | 0 | 0 | 0 | 0 | 0 | 0 | 0 | 0 | 0 | 0 | 0 | 0 | 0 | 0 | 0 | 0 | 0 | 0 | 0 | 0 | 0 | 0 | 0 | 0 | 0 | 0 | 0 | 0
Gen_BB005 | MW | SEPD | Consumer Transformation | MILLENNIUM WINDFARM AUX GSP | 0 | 0 | 0.5 | 0.5 | 0.5 | 0.5 | 0.5 | 0.5 | 0.5 | 0.5 | 0.5 | 0.5 | 0.5 | 0.5 | 0 | 0 | 0 | 0 | 0 | 0 | 0 | 0 | 0 | 0 | 0 | 0 | 0 | 0 | 0 | 0 | 0 | 0
Gen_BB006 | MW | SEPD | Consumer Transformation | MILLENNIUM WINDFARM AUX GSP | 0 | 0 | 0 | 0 | 0 | 0 | 0 | 0 | 0 | 0 | 0 | 0 | 0 | 0 | 0 | 0 | 0 | 0 | 0 | 0 | 0 | 0 | 0 | 0 | 0 | 0 | 0 | 0 | 0 | 0 | 0 | 0
Gen_BB008 | MW | SEPD | Consumer Transformation | MILLENNIUM WINDFARM AUX GSP | 0 | 0 | 0 | 0 | 0 | 0 | 0 | 0 | 0 | 0 | 0 | 0 | 0 | 0 | 0 | 0 | 0 | 0 | 0 | 0 | 0 | 0 | 0 | 0 | 0 | 0 | 0 | 0 | 0 | 0 | 0 | 0
Gen_BB010 | MW | SEPD | Consumer Transformation | MILLENNIUM WINDFARM AUX GSP | 0 | 0 | 0 | 0 | 0 | 0 | 0 | 0 | 0 | 0 | 0 | 0 | 0 | 0 | 0 | 0 | 0 | 0 | 0 | 0 | 0 | 0 | 0 | 0 | 0 | 0 | 0 | 0 | 0 | 0 | 0 | 0
Gen_BB011 | MW | SEPD | Consumer Transformation | MILLENNIUM WINDFARM AUX GSP | 0 | 0 | 0 | 0 | 0 | 0 | 0 | 0 | 0 | 0 | 0 | 0 | 0 | 0 | 0 | 0 | 0 | 0 | 0 | 0 | 0 | 0 | 0 | 0 | 0 | 0 | 0 | 0 | 0 | 0 | 0 | 0
Gen_BB012 | MW | SEPD | Consumer Transformation | MILLENNIUM WINDFARM AUX GSP | 0 | 5.2299e-05 | 0.00018243 | 0.00044996 | 0.00096348 | 0.0015804 | 0.0025826 | 0.0040607 | 0.0056584 | 0.0073387 | 0.0092614 | 0.011326 | 0.013539 | 0.015801 | 0.018109 | 0.02046 | 0.021553 | 0.022596 | 0.023603 | 0.024575 | 0.025518 | 0.026437 | 0.027344 | 0.028239 | 0.029122 | 0.029853 | 0.030579 | 0.031298 | 0.032012 | 0.032723 | 0.033428 | 0.034129
Gen_BB013 | MW | SEPD | Consumer Transformation | MILLENNIUM WINDFARM AUX GSP | 0.015346 | 0.017597 | 0.021868 | 0.028416 | 0.03796 | 0.047289 | 0.060204 | 0.076749 | 0.092886 | 0.10872 | 0.12595 | 0.14375 | 0.16221 | 0.1806 | 0.19898 | 0.21738 | 0.22246 | 0.22752 | 0.23257 | 0.23761 | 0.24263 | 0.24763 | 0.25265 | 0.25765 | 0.26264 | 0.26679 | 0.27093 | 0.27506 | 0.2792 | 0.28334 | 0.28748 | 0.29162
Gen_BB014 | MW | SEPD | Consumer Transformation | MILLENNIUM WINDFARM AUX GSP | 0 | 0 | 0 | 0 | 0 | 0 | 0 | 0 | 0 | 0 | 0 | 0 | 0 | 0 | 0 | 0 | 0 | 0 | 0 | 0 | 0 | 0 | 0 | 0 | 0 | 0 | 0 | 0 | 0 | 0 | 0 | 0
Gen_BB015 | MW | SEPD | Consumer Transformation | MILLENNIUM WINDFARM AUX GSP | 0 | 0 | 0 | 0 | 0 | 0 | 0 | 0 | 0 | 0.14372 | 0.31269 | 0.54511 | 0.76422 | 1.0449 | 1.2729 | 1.508 | 1.7498 | 2.0074 | 2.2819 | 2.5741 | 2.8654 | 3.1636 | 3.4564 | 3.7292 | 3.9895 | 4.2345 | 4.4748 | 4.7121 | 4.9453 | 5.1879 | 5.4248 | 5.6706
Gen_BB016 | MW | SEPD | Consumer Transformation | MILLENNIUM WINDFARM AUX GSP | 0.023014 | 0.023014 | 0.023229 | 0.023605 | 0.024252 | 0.026981 | 0.029132 | 0.033304 | 0.04096 | 0.053519 | 0.074254 | 0.096979 | 0.12335 | 0.1482 | 0.17269 | 0.20352 | 0.22793 | 0.25224 | 0.29394 | 0.33495 | 0.37525 | 0.41482 | 0.45365 | 0.49171 | 0.52899 | 0.56546 | 0.60112 | 0.63712 | 0.67349 | 0.71022 | 0.74732 | 0.78479
Gen_BB017 | MW | SEPD | Consumer Transformation | MILLENNIUM WINDFARM AUX GSP | 0 | 0 | 0 | 0 | 0 | 0 | 0 | 0 | 0 | 0 | 0 | 0 | 0 | 0 | 0 | 0 | 0 | 0 | 0 | 0 | 0 | 0 | 0 | 0 | 0 | 0 | 0 | 0 | 0 | 0 | 0 | 0
Gen_BB018 | MW | SEPD | Consumer Transformation | MILLENNIUM WINDFARM AUX GSP | 20.55 | 20.55 | 20.55 | 20.55 | 20.55 | 20.55 | 20.55 | 20.55 | 20.55 | 20.55 | 20.55 | 20.55 | 20.55 | 20.55 | 20.55 | 20.55 | 20.55 | 20.55 | 20.55 | 20.55 | 20.55 | 20.55 | 20.55 | 20.55 | 20.55 | 20.55 | 20.55 | 20.55 | 20.55 | 20.55 | 20.55 | 20.55
Hydrogen electrolysis | MW | SEPD | Consumer Transformation | MILLENNIUM WINDFARM AUX GSP | 0 | 0 | 0 | 0 | 0 | 0 | 0 | 0 | 0 | 0 | 0 | 0 | 0 | 0 | 0 | 0 | 0 | 0 | 0 | 0 | 0 | 0 | 0 | 0 | 0 | 0 | 0 | 0 | 0 | 0 | 0 | 0
Lct_BB001 | Number | SEPD | Consumer Transformation | MILLENNIUM WINDFARM AUX GSP | 0.886 | 1.5465 | 2.8342 | 5.7258 | 9.0749 | 13.5979 | 20.2468 | 26.9719 | 33.6997 | 40.4381 | 47.1607 | 53.895 | 65.9921 | 78.8358 | 91.6141 | 103.7019 | 114.8831 | 124.4324 | 132.0793 | 137.7808 | 142.0332 | 144.9515 | 146.6698 | 146.1667 | 145.3703 | 144.2345 | 138.6929 | 137.5295 | 136.0176 | 133.7832 | 131.2152 | 128.4232
Lct_BB003 | Number | SEPD | Consumer Transformation | MILLENNIUM WINDFARM AUX GSP | 0 | 0 | 0 | 0 | 0 | 0 | 0 | 0 | 0 | 0 | 0 | 0 | 0 | 0 | 0 | 0 | 0 | 0 | 0 | 0 | 0 | 0 | 0 | 0 | 0 | 0 | 0 | 0 | 0 | 0 | 0 | 0
Lct_BB005 | Number | SEPD | Consumer Transformation | MILLENNIUM WINDFARM AUX GSP | 5.655 | 6.1565 | 6.3249 | 7.5829 | 11.6482 | 17.6184 | 24.6253 | 31.0004 | 37.7874 | 47.3762 | 59.082 | 69.1447 | 72.1229 | 75.1058 | 78.0732 | 81.015 | 83.9267 | 84.2669 | 84.7056 | 85.2357 | 85.8525 | 86.5522 | 86.7351 | 86.9188 | 87.9439 | 88.9844 | 90.0603 | 90.0603 | 90.0603 | 90.0603 | 90.0603 | 90.0603
Lct_BB006 | Number | SEPD | Consumer Transformation | MILLENNIUM WINDFARM AUX GSP | 0 | 0 | 0 | 0 | 0 | 0 | 0 | 0 | 0 | 0 | 0 | 0 | 0 | 0 | 0 | 0 | 0 | 0 | 0 | 0 | 0 | 0 | 0 | 0 | 0 | 0 | 0 | 0 | 0 | 0 | 0 | 0
Lct_BB007 | Number | SEPD | Consumer Transformation | MILLENNIUM WINDFARM AUX GSP | 0 | 0 | 0 | 0 | 0 | 0 | 0 | 0 | 0 | 0 | 0 | 0 | 0 | 0 | 0 | 0 | 0 | 0 | 0 | 0 | 0 | 0 | 0 | 0 | 0 | 0 | 0 | 0 | 0 | 0 | 0 | 0
Lct_BB008 | Number | SEPD | Consumer Transformation | MILLENNIUM WINDFARM AUX GSP | 0 | 0 | 0 | 0 | 0 | 0 | 0 | 0 | 0 | 0 | 0 | 0 | 0 | 0 | 0 | 0 | 0 | 0 | 0 | 0 | 0 | 0 | 0 | 0 | 0 | 0 | 0 | 0 | 0 | 0 | 0 | 0
Lct_BB010b | MW | SEPD | Consumer Transformation | MILLENNIUM WINDFARM AUX GSP | 0.014 | 0.014 | 0.0238 | 0.035 | 0.0602 | 0.077 | 0.119 | 0.1484 | 0.1778 | 0.2016 | 0.2408 | 0.2842 | 0.3346 | 0.3906 | 0.6356 | 0.7224 | 0.7588 | 0.7588 | 0.7588 | 0.7588 | 0.7588 | 0.7588 | 0.7588 | 0.7588 | 0.7588 | 0.7588 | 0.7588 | 0.7588 | 0.7588 | 0.7588 | 0.7588 | 0.7588
Lct_BB011b | MW | SEPD | Consumer Transformation | MILLENNIUM WINDFARM AUX GSP | 0 | 0 | 0.00079 | 0.00178 | 0.00275 | 0.00396 | 0.00548 | 0.00705 | 0.00881 | 0.01075 | 0.01287 | 0.01518 | 0.0183 | 0.02141 | 0.02434 | 0.02701 | 0.02931 | 0.03107 | 0.0323 | 0.03308 | 0.03345 | 0.03345 | 0.03345 | 0.03345 | 0.03345 | 0.03345 | 0.03345 | 0.03345 | 0.03345 | 0.03345 | 0.03345 | 0.03345
Lct_BB012b | MW | SEPD | Consumer Transformation | MILLENNIUM WINDFARM AUX GSP | 0 | 0.0002 | 0.00037 | 0.00074 | 0.00102 | 0.00134 | 0.00169 | 0.00198 | 0.00229 | 0.00261 | 0.00293 | 0.00319 | 0.00371 | 0.00419 | 0.00461 | 0.00493 | 0.00516 | 0.00528 | 0.00529 | 0.00529 | 0.00529 | 0.00529 | 0.00529 | 0.00529 | 0.00529 | 0.00529 | 0.00529 | 0.00529 | 0.00529 | 0.00529 | 0.00529 | 0.00529
Lct_BB013b | MW | SEPD | Consumer Transformation | MILLENNIUM WINDFARM AUX GSP | 0 | 0 | 0 | 0 | 0 | 0 | 0 | 0 | 0 | 0 | 0 | 0 | 0 | 0 | 0 | 0 | 0 | 0 | 0 | 0 | 0 | 0 | 0 | 0 | 0 | 0 | 0 | 0 | 0 | 0 | 0 | 0
Lct_BB014 | Number | SEPD | Consumer Transformation | MILLENNIUM WINDFARM AUX GSP | 0.075067 | 0.075643 | 0.084984 | 0.096486 | 0.10912 | 0.12336 | 0.1397 | 0.12489 | 0.13978 | 0.15645 | 0.17492 | 0.1959 | 0.16591 | 0.18689 | 0.21097 | 0.23808 | 0.26854 | 0.4016 | 0.43261 | 0.46678 | 0.50481 | 0.54661 | 0.59274 | 0.64387 | 0.69747 | 0.75946 | 0.82795 | 0.93352 | 1.0522 | 1.1864 | 1.3373 | 1.5072
Other generation | MW | SEPD | Consumer Transformation | MILLENNIUM WINDFARM AUX GSP | 0 | 0 | 0 | 0 | 0 | 0 | 0 | 0 | 0 | 0 | 0 | 0 | 0 | 0 | 0 | 0 | 0 | 0 | 0 | 0 | 0 | 0 | 0 | 0 | 0 | 0 | 0 | 0 | 0 | 0 | 0 | 0
Srg_BB001 | MW | SEPD | Consumer Transformation | MILLENNIUM WINDFARM AUX GSP | 0 | 0 | 0 | 0 | 0 | 0 | 0 | 0 | 0 | 0.00021407 | 0.00063483 | 0.0020264 | 0.0023973 | 0.003012 | 0.0038586 | 0.0049019 | 0.0075047 | 0.011755 | 0.016782 | 0.022402 | 0.028932 | 0.036297 | 0.038897 | 0.041686 | 0.044531 | 0.047528 | 0.050593 | 0.052409 | 0.054248 | 0.056099 | 0.058041 | 0.059981
Srg_BB002 | MW | SEPD | Consumer Transformation | MILLENNIUM WINDFARM AUX GSP | 0 | 0 | 4.213e-05 | 9.7922e-05 | 0.00017595 | 0.00028355 | 0.00043224 | 0.0021822 | 0.0038312 | 0.0060036 | 0.0087326 | 0.012169 | 0.013661 | 0.015264 | 0.01691 | 0.018596 | 0.020226 | 0.022985 | 0.025795 | 0.028675 | 0.031608 | 0.034607 | 0.039745 | 0.045111 | 0.050681 | 0.056469 | 0.062046 | 0.067781 | 0.073676 | 0.079727 | 0.085934 | 0.092293
Data centres (MW) | MW | SEPD | Consumer Transformation | MacDuff | 0 | 0 | 0 | 0 | 0 | 0 | 0 | 0 | 0 | 0 | 0 | 0 | 0 | 0 | 0 | 0 | 0 | 0 | 0 | 0 | 0 | 0 | 0 | 0 | 0 | 0 | 0 | 0 | 0 | 0 | 0 | 0
Dem_BB001a | Number of homes (cumulative) | SEPD | Consumer Transformation | MacDuff | 0 | 42.8938 | 90.884 | 117.7247 | 124.576 | 131.41 | 138.2785 | 143.1069 | 147.878 | 152.7428 | 157.4941 | 162.5043 | 166.2718 | 166.2718 | 166.2718 | 166.2718 | 166.2718 | 166.8359 | 167.4522 | 167.9952 | 168.4873 | 168.9014 | 169.131 | 169.3197 | 169.4716 | 169.5922 | 169.6911 | 169.7718 | 169.8371 | 169.8846 | 169.9162 | 169.9311
Dem_BB002b | Floorspace (m2) (cumulative) | SEPD | Consumer Transformation | MacDuff | 0 | 2250 | 4052.296 | 5680.9824 | 5932.9878 | 6185.1272 | 6437.4006 | 6639.406 | 6841.5059 | 7042.5058 | 7243.5057 | 7444.5056 | 7520.2065 | 7520.675 | 7521.0095 | 7521.21 | 7521.31 | 7521.31 | 7521.31 | 7521.31 | 7521.31 | 7521.31 | 7521.31 | 7521.31 | 7521.31 | 7521.31 | 7521.31 | 7521.31 | 7521.31 | 7521.31 | 7521.31 | 7521.31
Domestic direct electric heating | Number | SEPD | Consumer Transformation | MacDuff | 819.5408 | 824.1845 | 829.3687 | 815.0719 | 786.4512 | 745.1562 | 676.6092 | 622.0819 | 572.9296 | 537.0996 | 497.0701 | 462.3646 | 451.5337 | 444.3014 | 441.132 | 435.9841 | 431.0638 | 426.274 | 421.4258 | 416.6793 | 412.0611 | 407.4793 | 403.3308 | 399.2175 | 395.7339 | 392.3198 | 389.3646 | 386.5102 | 383.6723 | 380.8287 | 377.9955 | 375.1499
Gas: Hydrogen peaking | MW | SEPD | Consumer Transformation | MacDuff | 0 | 0 | 0 | 0 | 0 | 0 | 0 | 0 | 0 | 0 | 0 | 0 | 0 | 0 | 0 | 0 | 0 | 0 | 0 | 0 | 0 | 0 | 0 | 0 | 0 | 0 | 0 | 0 | 0 | 0 | 0 | 0
Gen_BB001 | MW | SEPD | Consumer Transformation | MacDuff | 0 | 0 | 0 | 0 | 0 | 0 | 0 | 0 | 0 | 0 | 0 | 0 | 0 | 0 | 0 | 0 | 0 | 0 | 0 | 0 | 0 | 0 | 0 | 0 | 0 | 0 | 0 | 0 | 0 | 0 | 0 | 0
Gen_BB004 | MW | SEPD | Consumer Transformation | MacDuff | 0 | 0 | 0 | 0 | 0 | 0 | 0 | 0 | 0 | 0 | 0 | 0 | 0 | 0 | 0 | 0 | 0 | 0 | 0 | 0 | 0 | 0 | 0 | 0 | 0 | 0 | 0 | 0 | 0 | 0 | 0 | 0
Gen_BB005 | MW | SEPD | Consumer Transformation | MacDuff | 0 | 0 | 0 | 0 | 0 | 0 | 0 | 0 | 0 | 0 | 0 | 0 | 0 | 0 | 0 | 0 | 0 | 0 | 0 | 0 | 0 | 0 | 0 | 0 | 0 | 0 | 0 | 0 | 0 | 0 | 0 | 0
Gen_BB006 | MW | SEPD | Consumer Transformation | MacDuff | 0 | 0 | 0 | 0 | 0 | 0 | 0 | 0 | 0 | 0 | 0 | 0 | 0 | 0 | 0 | 0 | 0 | 0 | 0 | 0 | 0 | 0 | 0 | 0 | 0 | 0 | 0 | 0 | 0 | 0 | 0 | 0
Gen_BB008 | MW | SEPD | Consumer Transformation | MacDuff | 0 | 0 | 0 | 0 | 0 | 0 | 0 | 0 | 0 | 0 | 0 | 0 | 0 | 0 | 0 | 0 | 0 | 0 | 0 | 0 | 0 | 0 | 0 | 0 | 0 | 0 | 0 | 0 | 0 | 0 | 0 | 0
Gen_BB010 | MW | SEPD | Consumer Transformation | MacDuff | 0 | 0 | 0 | 0 | 0 | 0 | 0 | 0 | 0 | 0 | 5 | 5 | 5 | 5 | 5 | 5 | 5 | 5 | 5 | 5 | 5 | 5 | 5 | 5 | 5 | 5 | 5 | 5 | 5 | 5 | 5 | 5
Gen_BB011 | MW | SEPD | Consumer Transformation | MacDuff | 0 | 0 | 0 | 0 | 0 | 0 | 0 | 0 | 0 | 0 | 0 | 0 | 0 | 0 | 0 | 0 | 0 | 0 | 0 | 0 | 0 | 0 | 0 | 0 | 0 | 0 | 0 | 0 | 0 | 0 | 0 | 0
Gen_BB012 | MW | SEPD | Consumer Transformation | MacDuff | 0.27176 | 0.27389 | 0.27786 | 0.28371 | 0.29176 | 0.29919 | 0.30892 | 0.32067 | 0.33155 | 0.34178 | 0.3525 | 0.36322 | 0.37409 | 0.38472 | 0.39517 | 0.4055 | 0.41889 | 0.43218 | 0.44551 | 0.45877 | 0.47201 | 0.48527 | 0.49861 | 0.51197 | 0.52534 | 0.53642 | 0.54751 | 0.55861 | 0.56973 | 0.58086 | 0.59202 | 0.6032
Gen_BB013 | MW | SEPD | Consumer Transformation | MacDuff | 0.70851 | 0.72102 | 0.74678 | 0.77912 | 0.8158 | 0.85279 | 0.90315 | 0.9655 | 1.027 | 1.0881 | 1.1545 | 1.2236 | 1.2939 | 1.3682 | 1.4453 | 1.5256 | 1.6418 | 1.7586 | 1.8739 | 1.9902 | 2.1077 | 2.2251 | 2.3501 | 2.4746 | 2.6003 | 2.7091 | 2.8176 | 2.9261 | 3.0347 | 3.1433 | 3.252 | 3.3608
Gen_BB014 | MW | SEPD | Consumer Transformation | MacDuff | 0 | 0 | 0 | 0 | 0 | 0 | 0 | 0 | 0 | 0 | 0 | 0 | 0 | 0 | 0 | 0 | 0 | 0 | 0 | 0 | 0 | 0 | 0 | 0 | 0 | 0 | 0 | 0 | 0 | 0 | 0 | 0
Gen_BB015 | MW | SEPD | Consumer Transformation | MacDuff | 2.65 | 2.65 | 2.65 | 2.65 | 2.65 | 2.65 | 2.65 | 2.65 | 2.65 | 2.6647 | 2.6819 | 2.7057 | 2.728 | 2.7567 | 2.78 | 2.804 | 3.8287 | 5.505 | 5.533 | 5.5629 | 5.5926 | 5.623 | 5.6529 | 5.6808 | 5.7074 | 5.7324 | 5.7569 | 5.7812 | 5.805 | 5.8298 | 5.8539 | 5.8791
Gen_BB016 | MW | SEPD | Consumer Transformation | MacDuff | 4.7874 | 4.7874 | 4.7874 | 4.7874 | 4.7875 | 4.7878 | 4.788 | 4.7884 | 4.7892 | 4.7905 | 4.7926 | 4.7949 | 4.7976 | 4.8001 | 5.1326 | 7.9608 | 8.7933 | 9.5958 | 9.6 | 9.6042 | 9.6083 | 9.6124 | 9.6163 | 9.6202 | 9.624 | 9.6277 | 9.6314 | 9.6351 | 9.6388 | 9.6425 | 9.6463 | 9.6501
Gen_BB017 | MW | SEPD | Consumer Transformation | MacDuff | 0 | 0 | 0 | 0 | 0 | 0 | 0 | 0 | 0 | 0 | 0 | 0 | 0 | 0 | 0 | 0 | 0 | 0 | 0 | 0 | 0 | 0 | 0 | 0 | 0 | 0 | 0 | 0 | 0 | 0 | 0 | 0
Gen_BB018 | MW | SEPD | Consumer Transformation | MacDuff | 0 | 0 | 0 | 0 | 0 | 0 | 0 | 0 | 0 | 0 | 0 | 0 | 0 | 0 | 0 | 0 | 0 | 0 | 0 | 0 | 0 | 0 | 0 | 0 | 0 | 0 | 0 | 0 | 0 | 0 | 0 | 0
Hydrogen electrolysis | MW | SEPD | Consumer Transformation | MacDuff | 0 | 0 | 0 | 0 | 0 | 0 | 0 | 0 | 0 | 0 | 0 | 0 | 0 | 0 | 0 | 0 | 0 | 0 | 0 | 0.7 | 0.7 | 0.7 | 1.4 | 1.4 | 1.4 | 1.5 | 1.5 | 1.5 | 1.5 | 1.5 | 1.5 | 1.5
Lct_BB001 | Number | SEPD | Consumer Transformation | MacDuff | 18.7182 | 31.3839 | 57.5945 | 115.4912 | 184.2772 | 277.1739 | 493.0553 | 749.7704 | 1007.4453 | 1266.7331 | 1527.9715 | 1791.7342 | 2184.7215 | 2646.9243 | 3126.5206 | 3607.0507 | 4085.2349 | 4533.3129 | 4937.4242 | 5288.7476 | 5592.2696 | 5846.2748 | 6049.5009 | 6173.5303 | 6267.932 | 6299.9203 | 6199.0224 | 6205.1321 | 6193.9142 | 6148.5645 | 6088.6043 | 6013.1358
Lct_BB003 | Number | SEPD | Consumer Transformation | MacDuff | 0 | 0 | 1.9337 | 4.0316 | 7.1336 | 11.2917 | 17.0904 | 23.5017 | 46.9051 | 63.868 | 80.4749 | 106.0197 | 126.4952 | 147.471 | 167.9415 | 187.404 | 205.7157 | 222.412 | 237.3205 | 250.0876 | 261.0929 | 271.517 | 279.7862 | 286.7091 | 293.86 | 303.0038 | 308.9469 | 310.8087 | 312.4327 | 313.8726 | 315.15 | 315.6138
Lct_BB005 | Number | SEPD | Consumer Transformation | MacDuff | 29.892 | 40.0265 | 46.588 | 80.7903 | 158.6719 | 257.2267 | 358.5484 | 476.4793 | 607.4608 | 847.8501 | 1135.4905 | 1402.5912 | 1596.6796 | 1792.5212 | 1990.0895 | 2189.8883 | 2392.8963 | 2537.3897 | 2682.7527 | 2830.5009 | 2981.1216 | 3133.9818 | 3241.9644 | 3350.3998 | 3453.4893 | 3557.2819 | 3662.3909 | 3674.9909 | 3687.5909 | 3700.1909 | 3712.7909 | 3725.3909
Lct_BB006 | Number | SEPD | Consumer Transformation | MacDuff | 0 | 0 | 1.0533 | 2.0933 | 3.1194 | 4.1318 | 5.1306 | 7.3451 | 9.5232 | 15.3215 | 21.024 | 26.6301 | 46.23 | 65.6145 | 84.7845 | 103.7389 | 122.4778 | 140.3529 | 158.0199 | 175.4785 | 192.7288 | 209.7711 | 215.6258 | 221.4412 | 227.2161 | 232.9507 | 238.6443 | 238.6443 | 238.6443 | 238.6443 | 238.6443 | 238.6443
Lct_BB007 | Number | SEPD | Consumer Transformation | MacDuff | 13.2678 | 16.4742 | 16.6627 | 27.6605 | 52.6654 | 80.3076 | 105.8917 | 132.2103 | 160.4035 | 190.8845 | 228.0777 | 261.4454 | 278.5432 | 295.4482 | 312.1607 | 328.6807 | 345.0083 | 353.2839 | 361.5449 | 369.7912 | 378.0227 | 386.2395 | 389.8726 | 395.7621 | 401.6784 | 407.6214 | 413.591 | 412.4119 | 411.2327 | 410.0536 | 408.8745 | 407.6954
Lct_BB008 | Number | SEPD | Consumer Transformation | MacDuff | 0 | 0 | 0.15739 | 0.31275 | 0.46606 | 0.61735 | 0.76664 | 1.0977 | 1.4234 | 1.7439 | 2.0589 | 2.3687 | 3.4517 | 4.5229 | 5.5821 | 6.6295 | 7.665 | 8.6527 | 9.6289 | 10.5936 | 11.5469 | 12.4886 | 12.8122 | 13.1335 | 13.4526 | 13.7695 | 14.084 | 14.084 | 14.084 | 14.084 | 14.084 | 14.084
Lct_BB010b | MW | SEPD | Consumer Transformation | MacDuff | 0.042 | 0.0966 | 0.1694 | 0.4046 | 0.7406 | 1.1662 | 2.2134 | 3.1752 | 4.0628 | 5.0246 | 6.1021 | 7.0998 | 8.8009 | 11.4341 | 13.896 | 16.0408 | 17.5738 | 19.2116 | 20.2957 | 20.9367 | 21.3642 | 21.5347 | 21.6143 | 21.6143 | 21.6143 | 21.6143 | 21.6262 | 21.6262 | 21.6262 | 21.6262 | 21.6262 | 21.6262
Lct_BB011b | MW | SEPD | Consumer Transformation | MacDuff | 0.022 | 0.0349 | 0.05324 | 0.0973 | 0.14087 | 0.19375 | 0.27739 | 0.40136 | 0.55134 | 0.66319 | 0.78319 | 0.92404 | 1.0523 | 1.1794 | 1.3013 | 1.4112 | 1.5074 | 1.5848 | 1.6423 | 1.6796 | 1.702 | 1.7141 | 1.7209 | 1.7271 | 1.7356 | 1.7481 | 1.749 | 1.749 | 1.749 | 1.749 | 1.749 | 1.749
Lct_BB012b | MW | SEPD | Consumer Transformation | MacDuff | 0.208 | 0.2234 | 0.24006 | 0.27171 | 0.29514 | 0.32117 | 0.3484 | 0.37613 | 0.40698 | 0.44038 | 0.47551 | 0.50767 | 0.56338 | 0.61826 | 0.66893 | 0.71276 | 0.74917 | 0.7756 | 0.79202 | 0.80488 | 0.8154 | 0.82377 | 0.83021 | 0.83332 | 0.83656 | 0.84087 | 0.84768 | 0.84768 | 0.84768 | 0.84768 | 0.84768 | 0.84768
Lct_BB013b | MW | SEPD | Consumer Transformation | MacDuff | 0 | 0.0039 | 0.0078 | 0.01614 | 0.02247 | 0.02923 | 0.04157 | 0.06089 | 0.08185 | 0.09197 | 0.10214 | 0.1137 | 0.12715 | 0.14016 | 0.15248 | 0.16328 | 0.17251 | 0.17961 | 0.1846 | 0.18743 | 0.18876 | 0.18943 | 0.18943 | 0.18943 | 0.18943 | 0.1901 | 0.1901 | 0.1901 | 0.1901 | 0.1901 | 0.1901 | 0.1901
Lct_BB014 | Number | SEPD | Consumer Transformation | MacDuff | 3.3446 | 3.3703 | 3.7865 | 4.299 | 4.8619 | 5.4964 | 6.2243 | 8.3498 | 9.3456 | 10.4602 | 11.6946 | 13.0975 | 19.864 | 22.3769 | 25.2591 | 28.5056 | 32.1524 | 48.0834 | 51.7969 | 55.8872 | 60.4405 | 65.4458 | 84.4818 | 91.77 | 99.4086 | 108.2441 | 118.0067 | 133.0531 | 149.9745 | 169.0898 | 190.5983 | 214.8187
Other generation | MW | SEPD | Consumer Transformation | MacDuff | 0 | 0 | 0 | 0 | 0 | 0 | 0 | 0 | 0 | 0 | 0 | 0 | 0 | 0 | 0 | 0 | 0 | 0 | 0 | 0 | 0 | 0 | 0 | 0 | 0 | 0 | 0 | 0 | 0 | 0 | 0 | 0
Srg_BB001 | MW | SEPD | Consumer Transformation | MacDuff | 0 | 0.074102 | 0.084191 | 0.094391 | 0.10457 | 0.11509 | 0.12719 | 0.26302 | 0.27421 | 0.28559 | 0.29661 | 0.31092 | 0.40591 | 0.50475 | 0.60738 | 0.71366 | 0.82724 | 0.89018 | 0.95542 | 1.0224 | 1.0918 | 1.1632 | 1.2231 | 1.2829 | 1.3425 | 1.4022 | 1.4617 | 1.4639 | 1.4661 | 1.4682 | 1.4703 | 1.4723
Srg_BB002 | MW | SEPD | Consumer Transformation | MacDuff | 0 | 0 | 0.0014092 | 0.0028905 | 0.0045102 | 0.0063777 | 0.008517 | 0.029596 | 0.047019 | 0.067746 | 0.091538 | 0.11929 | 0.13057 | 0.14203 | 0.15324 | 0.16426 | 0.17539 | 0.19498 | 0.21566 | 0.23758 | 0.2606 | 0.28482 | 0.32745 | 0.37309 | 0.42159 | 0.47291 | 0.5232 | 0.57576 | 0.63063 | 0.68779 | 0.74726 | 0.80902
Data centres (MW) | MW | SEPD | Consumer Transformation | Milton of Craigie | 0 | 0 | 0 | 0 | 0 | 0 | 0 | 0 | 0 | 0 | 0 | 0 | 0 | 0 | 0 | 0 | 0 | 0 | 0 | 0 | 0 | 0 | 0 | 0 | 0 | 0 | 0 | 0 | 0 | 0 | 0 | 0
Dem_BB001a | Number of homes (cumulative) | SEPD | Consumer Transformation | Milton of Craigie | 0 | 229.6065 | 499.633 | 642.0079 | 796.4293 | 925.775 | 1022.9904 | 1100.1047 | 1162.0949 | 1211.2539 | 1261.2083 | 1311.2902 | 1345.1474 | 1366.1474 | 1380.1474 | 1394.1474 | 1402.1474 | 1410.148 | 1418.4267 | 1424.3156 | 1428.9338 | 1432.1865 | 1433.4359 | 1434.4622 | 1435.2886 | 1435.9451 | 1436.4831 | 1436.922 | 1437.2776 | 1437.536 | 1437.7077 | 1437.7891
Dem_BB002b | Floorspace (m2) (cumulative) | SEPD | Consumer Transformation | Milton of Craigie | 0 | 27166.7647 | 67408.1765 | 111650.8176 | 164878.4735 | 205483.6441 | 253910.0794 | 309811.5735 | 360624.3324 | 431573.3559 | 505359.8941 | 581392.6971 | 636666.5 | 684684.5441 | 724089.3382 | 774052.1324 | 818442.9265 | 839798.0441 | 856980.6471 | 870101.9853 | 879313.3088 | 886379.1176 | 891611.9118 | 895667.9412 | 897514.7059 | 897514.7059 | 897514.7059 | 897514.7059 | 897514.7059 | 897514.7059 | 897514.7059 | 897514.7059
Domestic direct electric heating | Number | SEPD | Consumer Transformation | Milton of Craigie | 3353.2264 | 3378.0691 | 3407.2281 | 3368.9289 | 3285.7866 | 3150.745 | 2914.9314 | 2708.4592 | 2519.3823 | 2387.3452 | 2241.7963 | 2108.1805 | 2039.651 | 1998.2533 | 1978.3884 | 1957.2795 | 1937.5153 | 1918.8254 | 1900.363 | 1882.6596 | 1865.8431 | 1849.7665 | 1835.4642 | 1821.5776 | 1807.8429 | 1794.7771 | 1781.7838 | 1769.1545 | 1756.6733 | 1744.2038 | 1731.7487 | 1719.1868
Gas: Hydrogen peaking | MW | SEPD | Consumer Transformation | Milton of Craigie | 0 | 0 | 0 | 0 | 0 | 0 | 0 | 0 | 0 | 0 | 0 | 0 | 0 | 0 | 0 | 0 | 0 | 0 | 0 | 0 | 0 | 0 | 0 | 0 | 0 | 0 | 0 | 0 | 0 | 0 | 0 | 0
Gen_BB001 | MW | SEPD | Consumer Transformation | Milton of Craigie | 0 | 0 | 0 | 0 | 0 | 0 | 0 | 0 | 0 | 0 | 0 | 0 | 0 | 0 | 0 | 0 | 0 | 0 | 0 | 0 | 0 | 0 | 0 | 0 | 0 | 0 | 0 | 0 | 0 | 0 | 0 | 0
Gen_BB004 | MW | SEPD | Consumer Transformation | Milton of Craigie | 1.759 | 1.759 | 1.759 | 1.9791 | 2.2182 | 2.4349 | 2.6511 | 2.8838 | 3.1139 | 3.3438 | 3.5782 | 3.8117 | 4.0546 | 4.2977 | 4.5468 | 4.7949 | 5.0499 | 5.2898 | 5.5312 | 5.7738 | 6.0111 | 6.2404 | 6.4572 | 6.6781 | 6.8833 | 7.0159 | 7.1518 | 7.2121 | 7.2874 | 7.2853 | 7.2888 | 7.292
Gen_BB005 | MW | SEPD | Consumer Transformation | Milton of Craigie | 0 | 0 | 0 | 0 | 0 | 0 | 0 | 0 | 0 | 0 | 0 | 0 | 0 | 0 | 0 | 0 | 0 | 0 | 0 | 0 | 0 | 0 | 0 | 0 | 0 | 0 | 0 | 0 | 0 | 0 | 0 | 0
Gen_BB006 | MW | SEPD | Consumer Transformation | Milton of Craigie | 0 | 0 | 0 | 0 | 0 | 0 | 0 | 0 | 0 | 0 | 0 | 0 | 0 | 0 | 0 | 0 | 0 | 0 | 0 | 0 | 0 | 0 | 0 | 0 | 0 | 0 | 0 | 0 | 0 | 0 | 0 | 0
Gen_BB008 | MW | SEPD | Consumer Transformation | Milton of Craigie | 0 | 0 | 0 | 0 | 0 | 0 | 0 | 0 | 0 | 0 | 0 | 0 | 0 | 0 | 0 | 0 | 0 | 0 | 0 | 0 | 0 | 0 | 0 | 0 | 0 | 0 | 0 | 0 | 0 | 0 | 0 | 0
Gen_BB010 | MW | SEPD | Consumer Transformation | Milton of Craigie | 0 | 0 | 0 | 0 | 0 | 0 | 0 | 0 | 0 | 0 | 0 | 0 | 0 | 0 | 0 | 0 | 0 | 0 | 0 | 0 | 0 | 0 | 0 | 0 | 0 | 0 | 0 | 0 | 0 | 0 | 0 | 0
Gen_BB011 | MW | SEPD | Consumer Transformation | Milton of Craigie | 18.699 | 18.699 | 18.699 | 18.699 | 18.699 | 18.699 | 18.699 | 18.699 | 18.699 | 18.699 | 18.699 | 18.699 | 18.699 | 18.699 | 18.699 | 18.699 | 18.699 | 18.699 | 18.699 | 18.699 | 18.699 | 18.699 | 18.699 | 18.699 | 18.699 | 9.999 | 9.999 | 9.999 | 9.999 | 9.999 | 9.999 | 9.999
Gen_BB012 | MW | SEPD | Consumer Transformation | Milton of Craigie | 0.82307 | 0.82882 | 0.84051 | 0.85993 | 0.89093 | 0.92373 | 0.97235 | 1.2664 | 1.6043 | 1.9832 | 2.4293 | 2.9954 | 3.6451 | 4.3733 | 5.1128 | 5.8851 | 6.5405 | 7.1018 | 7.4326 | 8.1373 | 8.4082 | 8.6734 | 8.9364 | 9.2016 | 9.6389 | 10.0589 | 10.4788 | 10.8653 | 11.2188 | 11.5389 | 11.826 | 12.0798
Gen_BB013 | MW | SEPD | Consumer Transformation | Milton of Craigie | 1.8545 | 1.9603 | 2.1755 | 2.4623 | 2.8798 | 3.2942 | 3.8305 | 4.493 | 5.1352 | 5.7599 | 6.4415 | 7.1492 | 7.8843 | 8.6228 | 9.3738 | 10.1374 | 10.8093 | 11.4863 | 12.1505 | 12.8189 | 13.4911 | 14.168 | 14.8773 | 15.59 | 16.3011 | 16.9195 | 17.5382 | 18.1571 | 18.7763 | 19.3972 | 20.0185 | 20.6404
Gen_BB014 | MW | SEPD | Consumer Transformation | Milton of Craigie | 0 | 0 | 0 | 0 | 0 | 0 | 0 | 0 | 0 | 0 | 0 | 0 | 0 | 0 | 0 | 0 | 0 | 0 | 0 | 0 | 0 | 0 | 0 | 0 | 0 | 0 | 0 | 0 | 0 | 0 | 0 | 0
Gen_BB015 | MW | SEPD | Consumer Transformation | Milton of Craigie | 4 | 4 | 4 | 4 | 4 | 4 | 4 | 8 | 8 | 8.0243 | 8.0528 | 8.092 | 8.129 | 8.1764 | 8.2149 | 8.2546 | 8.2954 | 8.3389 | 8.3853 | 8.4346 | 8.4838 | 8.5341 | 8.5836 | 8.6296 | 8.6736 | 8.715 | 8.7555 | 8.7956 | 8.835 | 8.8759 | 8.9159 | 8.9575
Gen_BB016 | MW | SEPD | Consumer Transformation | Milton of Craigie | 0.50389 | 0.50389 | 0.50392 | 0.50399 | 0.50409 | 0.50456 | 0.50492 | 0.50562 | 0.50692 | 0.50904 | 0.51254 | 0.51637 | 0.52083 | 0.52502 | 1.0292 | 1.0344 | 1.0385 | 1.0426 | 1.0496 | 1.0566 | 1.0634 | 1.07 | 1.0766 | 1.083 | 1.0893 | 1.0955 | 1.1015 | 1.1076 | 1.1137 | 1.1199 | 1.1262 | 1.1325
Gen_BB017 | MW | SEPD | Consumer Transformation | Milton of Craigie | 0 | 0 | 0 | 0 | 0 | 0 | 0 | 0 | 0 | 0 | 0 | 0 | 0 | 0 | 0 | 0 | 0 | 0 | 0 | 0 | 0 | 0 | 0 | 0 | 0 | 0 | 0 | 0 | 0 | 0 | 0 | 0
Gen_BB018 | MW | SEPD | Consumer Transformation | Milton of Craigie | 0.012 | 0.012 | 0.012 | 0.012 | 0.012 | 0.012 | 0.012 | 0.012 | 0.012 | 0.012 | 0.012 | 0.012 | 0.012 | 0.012 | 0.012 | 0.012 | 0.012 | 0.012 | 0.012 | 0.012 | 0.012 | 0.012 | 0.012 | 0.012 | 0.012 | 0.012 | 0.012 | 0.012 | 0.012 | 0.012 | 0.012 | 0.012
Hydrogen electrolysis | MW | SEPD | Consumer Transformation | Milton of Craigie | 0 | 0 | 0 | 0 | 0 | 0 | 0 | 0 | 0 | 0.7 | 1 | 1.4 | 1.4 | 1.4 | 1.4 | 1.4 | 1.4 | 2 | 2 | 2 | 2 | 3 | 3 | 3 | 3 | 3 | 3 | 3 | 3 | 3 | 3 | 3
Lct_BB001 | Number | SEPD | Consumer Transformation | Milton of Craigie | 106.9616 | 177.8726 | 322.5388 | 644.6229 | 1028.0237 | 1549.9647 | 2554.4725 | 3805.1334 | 5060.9512 | 6322.3747 | 7590.8521 | 8868.0764 | 10778.2064 | 13099.2118 | 15528.4763 | 17989.1986 | 20472.3349 | 22833.9292 | 25001.3293 | 26921.8302 | 28607.6722 | 30042.5962 | 31214.594 | 31990.632 | 32596.0231 | 32825.6736 | 32442.9552 | 32538.3025 | 32539.0549 | 32354.8522 | 32093.5852 | 31745.2213
Lct_BB003 | Number | SEPD | Consumer Transformation | Milton of Craigie | 8.6545 | 9.9819 | 17.6047 | 34.7087 | 56.0344 | 84.653 | 143.8714 | 223.2302 | 332.4426 | 398.9153 | 471.6007 | 572.0839 | 647.7514 | 723.6523 | 798.1082 | 868.8631 | 935.4033 | 995.9186 | 1049.8099 | 1095.5152 | 1134.7375 | 1171.8261 | 1200.7317 | 1225.2321 | 1250.5544 | 1282.1526 | 1303.9807 | 1309.9708 | 1315.2182 | 1319.8891 | 1324.0485 | 1325.625
Lct_BB005 | Number | SEPD | Consumer Transformation | Milton of Craigie | 65.0311 | 131.2653 | 190.4875 | 549.0377 | 1189.2303 | 2065.3071 | 2842.3327 | 3921.3574 | 5115.1677 | 6227.9708 | 7614.3047 | 8995.9282 | 10277.7992 | 11560.2334 | 12856.7577 | 14160.876 | 15475.6766 | 16497.9871 | 17507.6193 | 18523.7092 | 19534.8936 | 20538.1264 | 21233.4243 | 21934.1057 | 22543.5448 | 23156.1166 | 23769.7654 | 23838.1654 | 23906.5654 | 23975.5654 | 24044.5654 | 24113.5654
Lct_BB006 | Number | SEPD | Consumer Transformation | Milton of Craigie | 0 | 0 | 19.8299 | 39.4017 | 58.7195 | 77.7831 | 96.5869 | 138.2966 | 179.3337 | 223.7368 | 267.406 | 310.3345 | 460.4414 | 608.8989 | 755.7104 | 900.8704 | 1044.38 | 1181.2733 | 1316.5748 | 1450.2805 | 1582.3937 | 1712.9109 | 1757.7578 | 1802.2953 | 1846.5195 | 1890.4328 | 1934.0357 | 1934.0357 | 1934.0357 | 1934.0357 | 1934.0357 | 1934.0357
Lct_BB007 | Number | SEPD | Consumer Transformation | Milton of Craigie | 36.4088 | 45.2076 | 45.7248 | 75.9045 | 144.5214 | 220.3754 | 290.5819 | 362.8039 | 440.1702 | 523.8144 | 625.8777 | 717.4436 | 764.3622 | 810.7521 | 856.6134 | 901.9466 | 946.7519 | 969.4615 | 992.1307 | 1014.7596 | 1037.3481 | 1059.8963 | 1069.866 | 1086.0279 | 1102.263 | 1118.5714 | 1134.953 | 1131.7174 | 1128.4817 | 1125.246 | 1122.0104 | 1118.7747
Lct_BB008 | Number | SEPD | Consumer Transformation | Milton of Craigie | 0 | 0 | 0.43194 | 0.85827 | 1.2791 | 1.6942 | 2.1038 | 3.0124 | 3.9062 | 4.7855 | 5.6501 | 6.5 | 9.4721 | 12.4115 | 15.3182 | 18.1923 | 21.0339 | 23.7443 | 26.4232 | 29.0705 | 31.6863 | 34.2706 | 35.1584 | 36.0402 | 36.9158 | 37.7853 | 38.6486 | 38.6486 | 38.6486 | 38.6486 | 38.6486 | 38.6486
Lct_BB010b | MW | SEPD | Consumer Transformation | Milton of Craigie | 1.139 | 1.5738 | 2.1891 | 3.6709 | 5.289 | 7.554 | 12.0241 | 16.5573 | 20.9138 | 25.3678 | 30.023 | 34.7869 | 42.6913 | 54.895 | 68.5293 | 80.6521 | 88.4085 | 93.0466 | 96.193 | 98.294 | 99.7665 | 100.5698 | 101.0603 | 101.0603 | 101.0603 | 101.0603 | 101.2409 | 101.2409 | 101.2409 | 101.2409 | 101.2409 | 101.2409
Lct_BB011b | MW | SEPD | Consumer Transformation | Milton of Craigie | 0.317 | 0.3646 | 0.41823 | 0.56126 | 0.70359 | 0.87612 | 1.1489 | 1.5542 | 2.0445 | 2.4096 | 2.801 | 3.2611 | 3.6781 | 4.091 | 4.4875 | 4.845 | 5.1578 | 5.4091 | 5.5962 | 5.7177 | 5.7916 | 5.8323 | 5.8546 | 5.8748 | 5.9027 | 5.9437 | 5.9467 | 5.9467 | 5.9467 | 5.9467 | 5.9467 | 5.9467
Lct_BB012b | MW | SEPD | Consumer Transformation | Milton of Craigie | 1.002 | 1.0625 | 1.1234 | 1.2616 | 1.3848 | 1.5309 | 1.7132 | 1.9101 | 2.1308 | 2.3439 | 2.5732 | 2.8069 | 3.1412 | 3.4762 | 3.7951 | 4.0809 | 4.3286 | 4.5229 | 4.6605 | 4.7544 | 4.8163 | 4.8501 | 4.8593 | 4.8628 | 4.8665 | 4.8714 | 4.8796 | 4.8796 | 4.8796 | 4.8796 | 4.8796 | 4.8796
Lct_BB013b | MW | SEPD | Consumer Transformation | Milton of Craigie | 0 | 0 | 0 | 0 | 0 | 0 | 0 | 0 | 0 | 0 | 0 | 0 | 0 | 0 | 0 | 0 | 0 | 0 | 0 | 0 | 0 | 0 | 0 | 0 | 0 | 0 | 0 | 0 | 0 | 0 | 0 | 0
Lct_BB014 | Number | SEPD | Consumer Transformation | Milton of Craigie | 57.55 | 57.9917 | 65.1533 | 73.9715 | 83.6579 | 94.5754 | 107.0995 | 134.0138 | 149.9968 | 167.8863 | 187.6988 | 210.2151 | 262.2651 | 295.4435 | 333.4974 | 376.3616 | 424.5094 | 634.848 | 683.8774 | 737.8821 | 797.9988 | 864.0841 | 957.8035 | 1040.4322 | 1127.035 | 1227.206 | 1337.8884 | 1508.4751 | 1700.3206 | 1917.0375 | 2160.8881 | 2435.4846
Other generation | MW | SEPD | Consumer Transformation | Milton of Craigie | 0.152 | 0.152 | 0.152 | 0.152 | 0.152 | 0.152 | 0.152 | 0.152 | 0.152 | 0.152 | 0.152 | 0.152 | 0.152 | 0.152 | 0.152 | 0.152 | 0.152 | 0.152 | 0.152 | 0.152 | 0.152 | 0.152 | 0.152 | 0.152 | 0.152 | 0.152 | 0.152 | 0.152 | 0.152 | 0.152 | 0.152 | 0.152
Srg_BB001 | MW | SEPD | Consumer Transformation | Milton of Craigie | 0 | 0.25899 | 0.28893 | 0.31904 | 0.34912 | 0.37971 | 0.41269 | 0.88093 | 0.91908 | 0.95834 | 0.99691 | 1.0484 | 1.381 | 1.7275 | 2.0879 | 2.4617 | 2.8594 | 3.0693 | 3.2873 | 3.513 | 3.747 | 3.9885 | 4.1951 | 4.4017 | 4.6081 | 4.8148 | 5.0213 | 5.0284 | 5.0353 | 5.0421 | 5.049 | 5.0557
Srg_BB002 | MW | SEPD | Consumer Transformation | Milton of Craigie | 0 | 0 | 0.0040276 | 0.0085984 | 0.014094 | 0.020947 | 0.029541 | 0.12256 | 0.20537 | 0.31005 | 0.4371 | 0.59271 | 0.65873 | 0.72838 | 0.79876 | 0.86998 | 0.94137 | 1.0664 | 1.1976 | 1.3361 | 1.481 | 1.6328 | 1.899 | 2.1833 | 2.4844 | 2.8024 | 3.1133 | 3.4377 | 3.7757 | 4.1273 | 4.4925 | 4.8711
Data centres (MW) | MW | SEPD | Consumer Transformation | Mybster | 0 | 0 | 0 | 0 | 0 | 0 | 0 | 0 | 0 | 0 | 0 | 0 | 0 | 0 | 0 | 0 | 0 | 0 | 0 | 0 | 0 | 0 | 0 | 0 | 0 | 0 | 0 | 0 | 0 | 0 | 0 | 0
Dem_BB001a | Number of homes (cumulative) | SEPD | Consumer Transformation | Mybster | 0 | 2.4443 | 12.9701 | 22.3696 | 31.778 | 47.1718 | 57.5948 | 64.9839 | 70.3245 | 75.7444 | 84.0683 | 93.6187 | 96.6187 | 98.6187 | 100.6187 | 102.6187 | 103.6187 | 105.2965 | 107.0371 | 108.6897 | 110.2811 | 110.8071 | 111.0988 | 111.3385 | 111.5315 | 111.6847 | 111.8104 | 111.9128 | 111.9959 | 112.0562 | 112.0963 | 112.1153
Dem_BB002b | Floorspace (m2) (cumulative) | SEPD | Consumer Transformation | Mybster | 0 | 8716.5 | 20823.5 | 30787.77 | 41403.7067 | 53270.91 | 56310.98 | 74501.95 | 86927.0367 | 100043.79 | 105552.21 | 111060.63 | 115797.3833 | 119261.9 | 121923.95 | 124586 | 125969.3333 | 126661 | 126661 | 126661 | 126661 | 126661 | 126661 | 126661 | 126661 | 126661 | 126661 | 126661 | 126661 | 126661 | 126661 | 126661
Domestic direct electric heating | Number | SEPD | Consumer Transformation | Mybster | 404.8483 | 405.0638 | 406.2522 | 404.5115 | 401.5143 | 398.258 | 390.6544 | 381.8866 | 371.889 | 365.1698 | 358.1059 | 351.3942 | 347.2476 | 344.9572 | 344.184 | 343.7692 | 343.4252 | 343.235 | 342.8369 | 342.5683 | 342.3614 | 342.2145 | 342.4389 | 342.7852 | 343.1518 | 343.4688 | 343.7394 | 343.9558 | 344.1366 | 344.2695 | 344.3617 | 344.3999
Gas: Hydrogen peaking | MW | SEPD | Consumer Transformation | Mybster | 0 | 0 | 0 | 0 | 0 | 0 | 0 | 0 | 0 | 0 | 0 | 0 | 0 | 0 | 0 | 0 | 0 | 0 | 0 | 0 | 0 | 0 | 0 | 0 | 0 | 0 | 0 | 0 | 0 | 0 | 0 | 0
Gen_BB001 | MW | SEPD | Consumer Transformation | Mybster | 0 | 0 | 0 | 0 | 0 | 0 | 0 | 0 | 0 | 0 | 0 | 0 | 0 | 0 | 0 | 0 | 0 | 0 | 0 | 0 | 0 | 0 | 0 | 0 | 0 | 0 | 0 | 0 | 0 | 0 | 0 | 0
Gen_BB004 | MW | SEPD | Consumer Transformation | Mybster | 0 | 0 | 0 | 0 | 0 | 0 | 0 | 0 | 0 | 0 | 0 | 0 | 0 | 0 | 0 | 0 | 0 | 0 | 0 | 0 | 0 | 0 | 0 | 0 | 0 | 0 | 0 | 0 | 0 | 0 | 0 | 0
Gen_BB005 | MW | SEPD | Consumer Transformation | Mybster | 0 | 0 | 0 | 0 | 0 | 0 | 0 | 0 | 0 | 0 | 0 | 0 | 0 | 0 | 0 | 0 | 0 | 0 | 0 | 0 | 0 | 0 | 0 | 0 | 0 | 0 | 0 | 0 | 0 | 0 | 0 | 0
Gen_BB006 | MW | SEPD | Consumer Transformation | Mybster | 0 | 0 | 0 | 0 | 0 | 0 | 0 | 0 | 0 | 0 | 0 | 0 | 0 | 0 | 0 | 0 | 0 | 0 | 0 | 0 | 0 | 0 | 0 | 0 | 0 | 0 | 0 | 0 | 0 | 0 | 0 | 0
Gen_BB008 | MW | SEPD | Consumer Transformation | Mybster | 0 | 0 | 0 | 0 | 0 | 0 | 0 | 0 | 0 | 0 | 0 | 0 | 0 | 0 | 0 | 0 | 0 | 0 | 0 | 0 | 0 | 0 | 0 | 0 | 0 | 0 | 0 | 0 | 0 | 0 | 0 | 0
Gen_BB010 | MW | SEPD | Consumer Transformation | Mybster | 2.116 | 2.116 | 2.116 | 2.116 | 2.116 | 2.116 | 2.116 | 2.116 | 2.116 | 2.116 | 2.116 | 2.116 | 2.116 | 2.116 | 2.116 | 2.116 | 2.116 | 2.116 | 2.116 | 2.116 | 2.116 | 2.116 | 2.116 | 2.116 | 2.116 | 4.116 | 4.116 | 4.116 | 4.116 | 4.116 | 4.116 | 4.116
Gen_BB011 | MW | SEPD | Consumer Transformation | Mybster | 0 | 0 | 0 | 0 | 0 | 0 | 0 | 0 | 0 | 0 | 0 | 0 | 0 | 0 | 0 | 0 | 0 | 0 | 0 | 0 | 0 | 0 | 0 | 0 | 0 | 0 | 0 | 0 | 0 | 0 | 0 | 0
Gen_BB012 | MW | SEPD | Consumer Transformation | Mybster | 0.16043 | 0.16173 | 0.16415 | 0.16768 | 0.17249 | 0.17687 | 0.18252 | 0.18925 | 0.19538 | 0.20108 | 0.20699 | 0.21284 | 0.21872 | 0.22444 | 0.23003 | 0.23552 | 0.24349 | 0.25143 | 0.25941 | 0.26735 | 0.27531 | 0.28328 | 0.29132 | 0.29937 | 0.30743 | 0.31411 | 0.3208 | 0.3275 | 0.33421 | 0.34094 | 0.34768 | 0.35444
Gen_BB013 | MW | SEPD | Consumer Transformation | Mybster | 0.43457 | 0.43886 | 0.44896 | 0.46381 | 0.485 | 0.51053 | 0.54072 | 0.5761 | 0.60974 | 0.64339 | 0.68345 | 0.72787 | 0.7701 | 0.81381 | 0.86185 | 0.91447 | 0.99543 | 1.0787 | 1.1591 | 1.2421 | 1.3265 | 1.4123 | 1.5055 | 1.6014 | 1.6985 | 1.7853 | 1.8721 | 1.9589 | 2.0458 | 2.1328 | 2.2199 | 2.3071
Gen_BB014 | MW | SEPD | Consumer Transformation | Mybster | 0 | 0 | 0 | 0 | 0 | 0 | 0 | 0 | 0 | 0 | 0 | 0 | 0 | 0 | 0 | 0 | 0 | 0 | 0 | 0 | 0 | 0 | 0 | 0 | 0 | 0 | 0 | 0 | 0 | 0 | 0 | 0
Gen_BB015 | MW | SEPD | Consumer Transformation | Mybster | 183.89 | 184.89 | 184.89 | 184.89 | 239.26 | 351.16 | 412.91 | 412.91 | 412.91 | 420.3257 | 430.6559 | 434.5624 | 438.2454 | 467.9634 | 476.7463 | 480.6974 | 496.0119 | 500.3421 | 516.2047 | 521.1173 | 526.0135 | 531.0247 | 535.9466 | 540.5315 | 544.9073 | 549.0262 | 553.0641 | 557.0538 | 560.9731 | 565.0511 | 569.0324 | 573.1649
Gen_BB016 | MW | SEPD | Consumer Transformation | Mybster | 0.77383 | 0.77383 | 1.2274 | 1.2338 | 1.2446 | 1.2905 | 1.3267 | 1.3968 | 1.5255 | 1.7366 | 2.0851 | 2.4671 | 2.9103 | 3.328 | 3.7396 | 4.3479 | 4.7581 | 5.3468 | 6.0476 | 6.8369 | 7.5143 | 8.1795 | 8.8321 | 9.472 | 10.0985 | 10.7116 | 11.3109 | 11.9161 | 12.5274 | 13.1448 | 13.7683 | 14.3982
Gen_BB017 | MW | SEPD | Consumer Transformation | Mybster | 0 | 0 | 0 | 0 | 0 | 0 | 0 | 0 | 0 | 0 | 0 | 0 | 0 | 0 | 0 | 0 | 0 | 0 | 0 | 0 | 0 | 0 | 0 | 0 | 0 | 0 | 0 | 0 | 0 | 0 | 0 | 0
Gen_BB018 | MW | SEPD | Consumer Transformation | Mybster | 3.89 | 3.89 | 3.89 | 3.89 | 3.8913 | 3.909 | 3.9143 | 3.9223 | 3.9303 | 3.9389 | 3.9469 | 3.9554 | 3.9634 | 3.9714 | 3.9794 | 3.988 | 3.996 | 4.0032 | 4.01 | 4.0171 | 4.0235 | 4.0302 | 4.0356 | 4.0403 | 4.0454 | 4.0504 | 4.0558 | 4.0605 | 4.0651 | 4.0702 | 4.0752 | 4.0795
Hydrogen electrolysis | MW | SEPD | Consumer Transformation | Mybster | 0 | 0 | 0 | 0 | 0 | 0 | 0 | 0 | 0 | 0 | 0 | 0 | 0 | 0 | 0 | 0 | 0 | 0 | 0 | 0 | 0 | 0 | 0 | 0 | 0 | 0 | 0 | 0 | 0 | 0 | 0 | 0
Lct_BB001 | Number | SEPD | Consumer Transformation | Mybster | 10.4377 | 17.884 | 32.8415 | 66.0291 | 104.7796 | 157.2099 | 277.7256 | 405.97 | 534.1628 | 662.3749 | 790.5811 | 918.8437 | 1122.7276 | 1346.7235 | 1572.2312 | 1789.3949 | 1995.16 | 2176.6892 | 2328.6 | 2449.1531 | 2544.7625 | 2617.2337 | 2667.6185 | 2679.5556 | 2683.4787 | 2673.4507 | 2592.3967 | 2579.8545 | 2560.3182 | 2526.9041 | 2487.4043 | 2442.3689
Lct_BB003 | Number | SEPD | Consumer Transformation | Mybster | 0 | 0 | 0 | 0 | 0 | 0 | 0 | 0 | 0 | 0 | 0 | 0 | 0 | 0 | 0 | 0 | 0 | 0 | 0 | 0 | 0 | 0 | 0 | 0 | 0 | 0 | 0 | 0 | 0 | 0 | 0 | 0
Lct_BB005 | Number | SEPD | Consumer Transformation | Mybster | 75.3611 | 81.7989 | 84.4664 | 101.1525 | 154.1702 | 243.438 | 341.797 | 429.2465 | 520.5105 | 721.6557 | 959.7565 | 1163.7728 | 1228.5421 | 1293.2486 | 1358.7635 | 1424.9415 | 1490.8959 | 1508.5 | 1526.5687 | 1547.3181 | 1570.2561 | 1595.1116 | 1612.9859 | 1632.0766 | 1667.5197 | 1703.5035 | 1739.8871 | 1756.0871 | 1772.2871 | 1788.4871 | 1804.6871 | 1820.8871
Lct_BB006 | Number | SEPD | Consumer Transformation | Mybster | 0 | 0 | 0 | 0 | 0 | 0 | 0 | 0 | 0 | 0 | 0 | 0 | 0 | 0 | 0 | 0 | 0 | 0 | 0 | 0 | 0 | 0 | 0 | 0 | 0 | 0 | 0 | 0 | 0 | 0 | 0 | 0
Lct_BB007 | Number | SEPD | Consumer Transformation | Mybster | 0 | 0 | 0 | 0 | 0 | 0 | 0 | 0 | 0 | 0 | 0 | 0 | 0 | 0 | 0 | 0 | 0 | 0 | 0 | 0 | 0 | 0 | 0 | 0 | 0 | 0 | 0 | 0 | 0 | 0 | 0 | 0
Lct_BB008 | Number | SEPD | Consumer Transformation | Mybster | 0 | 0 | 0 | 0 | 0 | 0 | 0 | 0 | 0 | 0 | 0 | 0 | 0 | 0 | 0 | 0 | 0 | 0 | 0 | 0 | 0 | 0 | 0 | 0 | 0 | 0 | 0 | 0 | 0 | 0 | 0 | 0
Lct_BB010b | MW | SEPD | Consumer Transformation | Mybster | 0.042 | 0.0448 | 0.0966 | 0.266 | 0.4228 | 0.693 | 1.2474 | 1.9432 | 2.569 | 3.031 | 3.5224 | 4.1524 | 5.1674 | 6.0816 | 8.2908 | 10.4538 | 11.564 | 12.2724 | 12.7428 | 12.9178 | 12.9794 | 13.0368 | 13.0578 | 13.0578 | 13.0578 | 13.0578 | 13.0578 | 13.0578 | 13.0578 | 13.0578 | 13.0578 | 13.0578
Lct_BB011b | MW | SEPD | Consumer Transformation | Mybster | 0.014 | 0.0217 | 0.04098 | 0.08001 | 0.11879 | 0.16615 | 0.24423 | 0.36493 | 0.51225 | 0.61662 | 0.72862 | 0.86194 | 0.97462 | 1.0856 | 1.1926 | 1.2897 | 1.3747 | 1.4432 | 1.4949 | 1.5287 | 1.5498 | 1.5626 | 1.57 | 1.5766 | 1.5858 | 1.5993 | 1.6003 | 1.6003 | 1.6003 | 1.6003 | 1.6003 | 1.6003
Lct_BB012b | MW | SEPD | Consumer Transformation | Mybster | 0.379 | 0.3926 | 0.40543 | 0.43084 | 0.44915 | 0.46886 | 0.48875 | 0.51343 | 0.54148 | 0.57281 | 0.60686 | 0.64024 | 0.69425 | 0.74885 | 0.8014 | 0.84917 | 0.89119 | 0.92513 | 0.95038 | 0.97065 | 0.98724 | 1.0005 | 1.0106 | 1.0155 | 1.0207 | 1.0274 | 1.0382 | 1.0382 | 1.0382 | 1.0382 | 1.0382 | 1.0382
Lct_BB013b | MW | SEPD | Consumer Transformation | Mybster | 0 | 0 | 0 | 0 | 0 | 0 | 0 | 0 | 0 | 0 | 0 | 0 | 0 | 0 | 0 | 0 | 0 | 0 | 0 | 0 | 0 | 0 | 0 | 0 | 0 | 0 | 0 | 0 | 0 | 0 | 0 | 0
Lct_BB014 | Number | SEPD | Consumer Transformation | Mybster | 5.0518 | 5.0906 | 5.7192 | 6.4933 | 7.3436 | 8.3019 | 9.4013 | 11.6787 | 13.0715 | 14.6305 | 16.3571 | 18.3193 | 22.5923 | 25.4504 | 28.7285 | 32.421 | 36.5686 | 54.6878 | 58.9113 | 63.5635 | 68.7421 | 74.4349 | 85.886 | 93.2953 | 101.061 | 110.0433 | 119.9681 | 135.2646 | 152.4673 | 171.9003 | 193.7663 | 218.3893
Other generation | MW | SEPD | Consumer Transformation | Mybster | 0 | 0 | 0 | 0 | 0 | 0 | 0 | 0 | 0 | 0 | 0 | 0 | 0 | 0 | 0 | 0 | 0 | 0 | 0 | 0 | 0 | 0 | 0 | 0 | 0 | 0 | 0 | 0 | 0 | 0 | 0 | 0
Srg_BB001 | MW | SEPD | Consumer Transformation | Mybster | 0 | 0 | 0.18695 | 0.3816 | 0.63126 | 1.0433 | 1.7749 | 4.6056 | 5.3361 | 6.1033 | 6.824 | 8.0746 | 8.8802 | 9.7485 | 10.6586 | 11.5841 | 12.9149 | 14.3299 | 15.8229 | 17.3166 | 18.8709 | 20.4631 | 21.062 | 21.6619 | 22.2461 | 22.8303 | 23.4049 | 23.7018 | 23.9925 | 24.2764 | 24.5623 | 24.8406
Srg_BB002 | MW | SEPD | Consumer Transformation | Mybster | 0 | 0 | 0.0008598 | 0.0017591 | 0.0027356 | 0.0038545 | 0.0051263 | 0.017544 | 0.027729 | 0.039761 | 0.05348 | 0.069382 | 0.075805 | 0.0823 | 0.088623 | 0.094813 | 0.10109 | 0.11221 | 0.12399 | 0.13652 | 0.14973 | 0.16366 | 0.18826 | 0.21466 | 0.24277 | 0.27257 | 0.30182 | 0.33243 | 0.36443 | 0.39781 | 0.43258 | 0.46873
Data centres (MW) | MW | SEPD | Consumer Transformation | Nairn | 0 | 0 | 0 | 0 | 0 | 0 | 0 | 0 | 0 | 0 | 0 | 0 | 0 | 0 | 0 | 0 | 0 | 0 | 0 | 0 | 0 | 0 | 0 | 0 | 0 | 0 | 0 | 0 | 0 | 0 | 0 | 0
Dem_BB001a | Number of homes (cumulative) | SEPD | Consumer Transformation | Nairn | 0 | 172.8494 | 394.8937 | 564.6357 | 741.3992 | 902.1277 | 1054.9261 | 1217.6432 | 1378.2446 | 1540.0354 | 1716.5966 | 1903.6804 | 2085.9375 | 2267.174 | 2443.174 | 2557.174 | 2664.174 | 2764.5836 | 2867.1239 | 2943.4811 | 3005.711 | 3056.787 | 3098.3837 | 3129.8739 | 3151.2686 | 3162.5822 | 3170.8391 | 3177.0487 | 3180.2186 | 3181.342 | 3181.424 | 3181.4629
Dem_BB002b | Floorspace (m2) (cumulative) | SEPD | Consumer Transformation | Nairn | 0 | 54605.25 | 107935.45 | 152654.675 | 167629.05 | 188544.225 | 209479.1 | 226048.725 | 243292.35 | 261209.975 | 279801.6 | 299067.225 | 307479.5 | 312984.2 | 317376 | 320746 | 323442 | 325464 | 326812 | 327486 | 327486 | 327486 | 327486 | 327486 | 327486 | 327486 | 327486 | 327486 | 327486 | 327486 | 327486 | 327486
Domestic direct electric heating | Number | SEPD | Consumer Transformation | Nairn | 1920.8758 | 1939.5639 | 1963.5384 | 1966.4968 | 1939.327 | 1884.2985 | 1788.7196 | 1687.0487 | 1606.6749 | 1551.7751 | 1486.4225 | 1418.7245 | 1348.4812 | 1315.7218 | 1300.9438 | 1295.4379 | 1289.7316 | 1283.6085 | 1277.4457 | 1271.0065 | 1263.5496 | 1255.5657 | 1247.6296 | 1239.1586 | 1229.8984 | 1220.1379 | 1210.4009 | 1200.8624 | 1191.2425 | 1181.5001 | 1171.7581 | 1161.9734
Gas: Hydrogen peaking | MW | SEPD | Consumer Transformation | Nairn | 0 | 0 | 0 | 0 | 0 | 0 | 0 | 0 | 0 | 0 | 0 | 0 | 0 | 0 | 0 | 0 | 0 | 0 | 0 | 0 | 0 | 0 | 0 | 0 | 0 | 0 | 0 | 0 | 0 | 0 | 0 | 0
Gen_BB001 | MW | SEPD | Consumer Transformation | Nairn | 0 | 0 | 0 | 0 | 0 | 0 | 0 | 0 | 0 | 0 | 0 | 0 | 0 | 0 | 0 | 0 | 0 | 0 | 0 | 0 | 0 | 0 | 0 | 0 | 0 | 0 | 0 | 0 | 0 | 0 | 0 | 0
Gen_BB004 | MW | SEPD | Consumer Transformation | Nairn | 1.249 | 1.249 | 1.249 | 1.249 | 1.249 | 1.249 | 1.249 | 1.249 | 1.249 | 1.249 | 1.249 | 1.249 | 1.249 | 1.249 | 1.249 | 1.249 | 1.249 | 1.249 | 1.249 | 1.249 | 1.249 | 1.249 | 1.249 | 1.249 | 1.249 | 1.2365 | 1.2241 | 1.1997 | 1.1757 | 1.1404 | 1.1062 | 1.073
Gen_BB005 | MW | SEPD | Consumer Transformation | Nairn | 0 | 0 | 0 | 0 | 0 | 0 | 0 | 0 | 0 | 0 | 0 | 0 | 0 | 0 | 0 | 0 | 0 | 0 | 0 | 0 | 0 | 0 | 0 | 0 | 0 | 0 | 0 | 0 | 0 | 0 | 0 | 0
Gen_BB006 | MW | SEPD | Consumer Transformation | Nairn | 0 | 0 | 0 | 0 | 0 | 0 | 0 | 0 | 0 | 0 | 0 | 0 | 0 | 0 | 0 | 0 | 0 | 0 | 0 | 0 | 0 | 0 | 0 | 0 | 0 | 0 | 0 | 0 | 0 | 0 | 0 | 0
Gen_BB008 | MW | SEPD | Consumer Transformation | Nairn | 0 | 0 | 0 | 0 | 0 | 0 | 0 | 0 | 0 | 0 | 0 | 0 | 0 | 0 | 0 | 0 | 0 | 0 | 0 | 0 | 0 | 0 | 0 | 0 | 0 | 0 | 0 | 0 | 0 | 0 | 0 | 0
Gen_BB010 | MW | SEPD | Consumer Transformation | Nairn | 0 | 0 | 0 | 0 | 0 | 0 | 0 | 0 | 0 | 0 | 0 | 0 | 0 | 0 | 0 | 0 | 0 | 0 | 0 | 0 | 0 | 0 | 0 | 0 | 0 | 0 | 0 | 0 | 0 | 0 | 0 | 0
Gen_BB011 | MW | SEPD | Consumer Transformation | Nairn | 0 | 0 | 0 | 0 | 0 | 0 | 0 | 0 | 0 | 0 | 0 | 0 | 0 | 0 | 0 | 0 | 0 | 0 | 0 | 0 | 0 | 0 | 0 | 0 | 0 | 0 | 0 | 0 | 0 | 0 | 0 | 0
Gen_BB012 | MW | SEPD | Consumer Transformation | Nairn | 0.22394 | 0.23082 | 0.2438 | 0.26323 | 0.29064 | 0.31658 | 0.35137 | 0.3946 | 0.4356 | 0.47497 | 0.51694 | 0.55952 | 0.60322 | 0.64639 | 0.68921 | 0.73184 | 0.77137 | 0.81015 | 0.84856 | 0.88641 | 0.92392 | 0.96114 | 0.99842 | 1.0356 | 1.0726 | 1.1033 | 1.1339 | 1.1645 | 1.1951 | 1.2256 | 1.2562 | 1.2867
Gen_BB013 | MW | SEPD | Consumer Transformation | Nairn | 2.2803 | 2.3333 | 2.4488 | 2.6082 | 2.8369 | 3.0749 | 3.3816 | 3.7689 | 4.1649 | 4.5756 | 5.041 | 5.5477 | 6.0722 | 6.6069 | 7.1581 | 7.6381 | 8.0903 | 8.5356 | 8.9781 | 9.3887 | 9.7806 | 10.1604 | 10.5415 | 10.9104 | 11.2661 | 11.5683 | 11.8659 | 12.1609 | 12.4519 | 12.7401 | 13.0272 | 13.3146
Gen_BB014 | MW | SEPD | Consumer Transformation | Nairn | 0 | 0 | 0 | 0 | 0 | 0 | 0 | 0 | 0 | 0 | 0 | 0 | 0 | 0 | 0 | 0 | 0 | 0 | 0 | 0 | 0 | 0 | 0 | 0 | 0 | 0 | 0 | 0 | 0 | 0 | 0 | 0
Gen_BB015 | MW | SEPD | Consumer Transformation | Nairn | 100.1 | 100.1 | 100.1 | 142.5 | 142.5 | 142.5 | 142.5 | 142.5 | 142.5 | 144.3064 | 146.4303 | 149.3516 | 152.1057 | 155.6337 | 194.7499 | 197.7046 | 200.744 | 203.982 | 221.2313 | 224.9049 | 228.5662 | 232.3136 | 235.9941 | 239.4226 | 242.6948 | 245.7749 | 248.7944 | 251.7779 | 254.7087 | 257.7582 | 260.7353 | 263.8256
Gen_BB016 | MW | SEPD | Consumer Transformation | Nairn | 0.98927 | 0.98927 | 0.99197 | 0.99669 | 1.0048 | 1.0391 | 1.0662 | 1.1186 | 1.2148 | 1.3727 | 1.6333 | 1.919 | 2.2504 | 2.9628 | 3.2705 | 3.9581 | 4.2649 | 4.5705 | 5.0946 | 5.61 | 6.1166 | 6.614 | 7.102 | 7.5805 | 8.049 | 8.5074 | 8.9556 | 9.4082 | 9.8653 | 10.3269 | 10.7932 | 11.2642
Gen_BB017 | MW | SEPD | Consumer Transformation | Nairn | 0 | 0 | 0 | 0 | 0 | 0 | 0 | 0 | 0 | 0 | 0 | 0 | 0 | 0 | 0 | 0 | 0 | 0 | 0 | 0 | 0 | 0 | 0 | 0 | 0 | 0 | 0 | 0 | 0 | 0 | 0 | 0
Gen_BB018 | MW | SEPD | Consumer Transformation | Nairn | 0.092 | 0.092 | 0.092 | 0.092 | 0.092314 | 0.096761 | 0.098097 | 0.1001 | 0.10211 | 0.10425 | 0.10626 | 0.1084 | 0.11041 | 0.11242 | 0.11442 | 0.11656 | 0.11857 | 0.12037 | 0.12209 | 0.12387 | 0.12547 | 0.12714 | 0.1285 | 0.12969 | 0.13097 | 0.13221 | 0.13355 | 0.13474 | 0.1359 | 0.13716 | 0.13841 | 0.13951
Hydrogen electrolysis | MW | SEPD | Consumer Transformation | Nairn | 0 | 0 | 0 | 0 | 0 | 0 | 0 | 0 | 0 | 0 | 0 | 0 | 0 | 0 | 0 | 0 | 0 | 0 | 0 | 0.7 | 0.7 | 0.7 | 0.7 | 0.7 | 1.4 | 1.4 | 1.5 | 1.5 | 1.5 | 1.5 | 1.5 | 1.5
Lct_BB001 | Number | SEPD | Consumer Transformation | Nairn | 59.8557 | 100.7914 | 182.4759 | 365.1131 | 580.5023 | 872.961 | 1460.9206 | 2142.5144 | 2824.0974 | 3505.605 | 4187.167 | 4868.6968 | 5924.8039 | 7155.3746 | 8420.008 | 9671.9128 | 10901.4276 | 12033.9813 | 13035.8742 | 13887.1072 | 14608.23 | 15198.9118 | 15659.1404 | 15908.8776 | 16089.4809 | 16124.1122 | 15816.2135 | 15816.7217 | 15771.9615 | 15637.0469 | 15464.0239 | 15251.4481
Lct_BB003 | Number | SEPD | Consumer Transformation | Nairn | 0 | 0 | 0 | 0 | 0 | 0 | 0 | 0 | 0 | 0 | 0 | 0 | 0 | 0 | 0 | 0 | 0 | 0 | 0 | 0 | 0 | 0 | 0 | 0 | 0 | 0 | 0 | 0 | 0 | 0 | 0 | 0
Lct_BB005 | Number | SEPD | Consumer Transformation | Nairn | 166.7472 | 208.2006 | 235.2516 | 371.322 | 695.5453 | 1231.1172 | 1725.4168 | 2251.3868 | 2796.9086 | 3586.2248 | 4520.5877 | 5396.7555 | 6014.0255 | 6631.0679 | 7250.8658 | 7836.6087 | 8422.3952 | 8833.1433 | 9247.5641 | 9654.1214 | 10059.405 | 10461.8917 | 10743.7568 | 11021.8999 | 11288.9357 | 11554.2486 | 11820.3739 | 11856.3739 | 11890.5739 | 11923.5739 | 11955.9739 | 11988.3739
Lct_BB006 | Number | SEPD | Consumer Transformation | Nairn | 0 | 0 | 3.6152 | 7.1836 | 10.706 | 14.1818 | 17.6109 | 25.2166 | 32.7002 | 46.7932 | 60.6514 | 74.2733 | 121.9089 | 169.0231 | 215.613 | 261.6791 | 307.22 | 350.6613 | 393.5973 | 436.0281 | 477.9525 | 519.3734 | 533.6034 | 547.7341 | 561.7684 | 575.7036 | 589.5401 | 589.5401 | 589.5401 | 589.5401 | 589.5401 | 589.5401
Lct_BB007 | Number | SEPD | Consumer Transformation | Nairn | 28.2422 | 35.0673 | 35.4685 | 58.8788 | 112.1046 | 170.9443 | 225.4032 | 281.4254 | 341.4381 | 406.3206 | 485.4907 | 556.5179 | 592.9125 | 628.8969 | 664.4714 | 699.6361 | 734.3914 | 752.0071 | 769.5915 | 787.1446 | 804.6664 | 822.1569 | 829.8904 | 842.427 | 855.0205 | 867.6708 | 880.3779 | 877.868 | 875.3581 | 872.8481 | 870.3382 | 867.8283
Lct_BB008 | Number | SEPD | Consumer Transformation | Nairn | 0 | 0 | 0.33507 | 0.66582 | 0.99218 | 1.3142 | 1.632 | 2.3367 | 3.0301 | 3.7121 | 4.3827 | 5.042 | 7.3475 | 9.6275 | 11.8823 | 14.1117 | 16.3158 | 18.4183 | 20.4963 | 22.5498 | 24.5788 | 26.5833 | 27.2721 | 27.9561 | 28.6353 | 29.3097 | 29.9794 | 29.9794 | 29.9794 | 29.9794 | 29.9794 | 29.9794
Lct_BB010b | MW | SEPD | Consumer Transformation | Nairn | 0.196 | 0.38949 | 0.7252 | 1.5796 | 2.5707 | 3.8939 | 6.8207 | 9.5262 | 12.1437 | 14.7683 | 17.6009 | 20.4453 | 25.3923 | 33.193 | 40.8442 | 47.2701 | 52.259 | 55.4446 | 57.8812 | 58.9756 | 59.751 | 60.128 | 60.3269 | 60.3269 | 60.3269 | 60.3269 | 60.3773 | 60.3773 | 60.3773 | 60.3773 | 60.3773 | 60.3773
Lct_BB011b | MW | SEPD | Consumer Transformation | Nairn | 0.094 | 0.1356 | 0.18441 | 0.31558 | 0.44648 | 0.60568 | 0.86763 | 1.2704 | 1.7602 | 2.1111 | 2.4871 | 2.9326 | 3.3126 | 3.6892 | 4.0525 | 4.3802 | 4.6677 | 4.8995 | 5.0741 | 5.1886 | 5.2596 | 5.3027 | 5.3268 | 5.3486 | 5.3788 | 5.4231 | 5.4263 | 5.4263 | 5.4263 | 5.4263 | 5.4263 | 5.4263
Lct_BB012b | MW | SEPD | Consumer Transformation | Nairn | 0.23 | 0.3297 | 0.42898 | 0.66299 | 0.87876 | 1.1369 | 1.4684 | 1.8405 | 2.2604 | 2.6618 | 3.0978 | 3.5533 | 4.1818 | 4.8174 | 5.4288 | 5.9854 | 6.4762 | 6.8717 | 7.1644 | 7.365 | 7.4972 | 7.5694 | 7.5891 | 7.5967 | 7.6046 | 7.6151 | 7.6329 | 7.6329 | 7.6329 | 7.6329 | 7.6329 | 7.6329
Lct_BB013b | MW | SEPD | Consumer Transformation | Nairn | 0 | 0.014 | 0.02782 | 0.05756 | 0.08012 | 0.1042 | 0.1482 | 0.21706 | 0.29178 | 0.32786 | 0.36412 | 0.40534 | 0.4533 | 0.49968 | 0.54362 | 0.58212 | 0.61502 | 0.64032 | 0.65812 | 0.6682 | 0.67294 | 0.67534 | 0.67534 | 0.67534 | 0.67534 | 0.67772 | 0.67772 | 0.67772 | 0.67772 | 0.67772 | 0.67772 | 0.67772
Lct_BB014 | Number | SEPD | Consumer Transformation | Nairn | 13.0246 | 13.1245 | 14.7453 | 16.741 | 18.9332 | 21.404 | 24.2385 | 30.9142 | 34.6011 | 38.7278 | 43.2981 | 48.4922 | 62.9845 | 70.9525 | 80.0913 | 90.3854 | 101.9484 | 152.4624 | 164.2371 | 177.2066 | 191.644 | 207.5148 | 244.7262 | 265.8385 | 287.9662 | 313.5606 | 341.8409 | 385.4271 | 434.4451 | 489.8179 | 552.1237 | 622.2852
Other generation | MW | SEPD | Consumer Transformation | Nairn | 0 | 0 | 0 | 0 | 0 | 0 | 0 | 0 | 0 | 0 | 0 | 0 | 0 | 0 | 0 | 0 | 0 | 0 | 0 | 0 | 0 | 0 | 0 | 0 | 0 | 0 | 0 | 0 | 0 | 0 | 0 | 0
Srg_BB001 | MW | SEPD | Consumer Transformation | Nairn | 0 | 0.19296 | 0.31347 | 0.48279 | 0.65078 | 30.7373 | 31.0091 | 32.2478 | 32.4713 | 32.707 | 32.9252 | 33.3309 | 33.6499 | 33.9967 | 34.3915 | 34.8034 | 35.3916 | 35.9704 | 36.6105 | 37.2605 | 37.9461 | 38.6573 | 38.9856 | 39.3155 | 39.6395 | 39.9645 | 40.2862 | 40.3871 | 40.4855 | 40.5813 | 40.6785 | 40.7725
Srg_BB002 | MW | SEPD | Consumer Transformation | Nairn | 0 | 0 | 0.0045864 | 0.0094584 | 0.01486 | 0.021167 | 0.028504 | 0.10205 | 0.16373 | 0.23804 | 0.32438 | 0.42621 | 0.468 | 0.51086 | 0.55313 | 0.595 | 0.6364 | 0.70798 | 0.78234 | 0.85997 | 0.94045 | 1.0241 | 1.1696 | 1.3238 | 1.4862 | 1.6566 | 1.8226 | 1.995 | 2.1738 | 2.359 | 2.5507 | 2.7487
Data centres (MW) | MW | SEPD | Consumer Transformation | Persley | 0 | 0 | 0 | 0 | 0 | 0 | 0 | 0 | 0 | 0 | 0 | 0 | 0 | 0 | 0 | 0 | 0 | 0 | 0 | 0 | 0 | 0 | 0 | 0 | 0 | 0 | 0 | 0 | 0 | 0 | 0 | 0
Dem_BB001a | Number of homes (cumulative) | SEPD | Consumer Transformation | Persley | 0 | 455.2024 | 882.9114 | 1232.8345 | 1610.8137 | 2034.7016 | 2461.7714 | 2893.63 | 3283.1878 | 3672.2379 | 4081.6912 | 4468.493 | 4812.8901 | 5130.3692 | 5417.7983 | 5699.7983 | 5945.7983 | 6194.0811 | 6445.6682 | 6671.8289 | 6884.6934 | 7085.1271 | 7188.4768 | 7277.5857 | 7354.4785 | 7421.1877 | 7477.7689 | 7525.2431 | 7561.6273 | 7587.9064 | 7606.0919 | 7615.1798
Dem_BB002b | Floorspace (m2) (cumulative) | SEPD | Consumer Transformation | Persley | 0 | 125115.3 | 225208.1 | 318269.654 | 415807.098 | 539975.432 | 672734.656 | 792103.95 | 906164.094 | 1020490.088 | 1108616.732 | 1199593.376 | 1252044.13 | 1293373.46 | 1326111.9 | 1352959.45 | 1370341.15 | 1381757 | 1387682 | 1390757 | 1390982 | 1391207 | 1391432 | 1391657 | 1391657 | 1391657 | 1391657 | 1391657 | 1391657 | 1391657 | 1391657 | 1391657
Domestic direct electric heating | Number | SEPD | Consumer Transformation | Persley | 2582.9073 | 2632.0714 | 2678.2821 | 2757.2256 | 2782.0012 | 2799.5807 | 2825.6944 | 2725.5029 | 2617.8969 | 2542.3042 | 2447.656 | 2340.536 | 2174.3953 | 2098.7332 | 2057.8776 | 2060.7855 | 2061.598 | 2063.3797 | 2063.6499 | 2061.3846 | 2058.9332 | 2055.7317 | 2046.7206 | 2036.992 | 2026.3633 | 2015.5179 | 2003.8568 | 1991.3151 | 1978.1181 | 1964.1178 | 1949.5733 | 1934.2029
Gas: Hydrogen peaking | MW | SEPD | Consumer Transformation | Persley | 0 | 0 | 0 | 0 | 0 | 0 | 0 | 0 | 0 | 0 | 0 | 0 | 0 | 1.45 | 1.45 | 1.45 | 1.45 | 1.45 | 1.45 | 1.45 | 1.45 | 1.45 | 1.45 | 2.05 | 2.05 | 2.05 | 2.05 | 2.05 | 2.05 | 2.05 | 2.05 | 2.05
Gen_BB001 | MW | SEPD | Consumer Transformation | Persley | 14.15 | 14.15 | 14.15 | 14.15 | 14.15 | 14.15 | 14.15 | 14.15 | 14.15 | 2.15 | 2.15 | 0.7 | 0.7 | 0.7 | 0.6 | 0.6 | 0 | 0 | 0 | 0 | 0 | 0 | 0 | 0 | 0 | 0 | 0 | 0 | 0 | 0 | 0 | 0
Gen_BB004 | MW | SEPD | Consumer Transformation | Persley | 7.795 | 7.795 | 7.795 | 7.795 | 8.415 | 8.415 | 8.415 | 8.415 | 8.415 | 8.415 | 8.415 | 8.415 | 8.415 | 8.415 | 8.415 | 8.415 | 8.415 | 8.415 | 8.415 | 8.415 | 8.415 | 8.415 | 8.415 | 8.415 | 8.415 | 6.3088 | 2.7727 | 2.7605 | 2.7486 | 2.7311 | 2.7141 | 1.5976
Gen_BB005 | MW | SEPD | Consumer Transformation | Persley | 0 | 0 | 0 | 0 | 0 | 0 | 0 | 0 | 0 | 0 | 0 | 0 | 0 | 0 | 0 | 0 | 0 | 0 | 0 | 0 | 0 | 0 | 0 | 0 | 0 | 0 | 0 | 0 | 0 | 0 | 0 | 0
Gen_BB006 | MW | SEPD | Consumer Transformation | Persley | 0 | 0 | 0 | 0 | 0 | 0 | 0 | 0 | 0 | 0 | 0 | 0 | 0 | 0 | 0 | 0 | 0 | 0 | 0 | 0 | 0 | 0 | 0 | 0 | 0 | 0 | 0 | 0 | 0 | 0 | 0 | 0
Gen_BB008 | MW | SEPD | Consumer Transformation | Persley | 0 | 0 | 0 | 0 | 0 | 0 | 0 | 0 | 0 | 0 | 0 | 0 | 0 | 0 | 0 | 0 | 0 | 0 | 0 | 0 | 0 | 0 | 0 | 0 | 0 | 0 | 0 | 0 | 0 | 0 | 0 | 0
Gen_BB010 | MW | SEPD | Consumer Transformation | Persley | 0.499 | 0.499 | 0.499 | 0.499 | 0.499 | 0.499 | 0.499 | 0.499 | 0.499 | 0.499 | 0.499 | 0.499 | 0.499 | 0.499 | 0.499 | 0.499 | 0.499 | 0.499 | 0.499 | 0.499 | 2.499 | 2.499 | 2.499 | 2.499 | 2.499 | 2.499 | 2.499 | 2.499 | 2.499 | 2.499 | 2.499 | 2.499
Gen_BB011 | MW | SEPD | Consumer Transformation | Persley | 0 | 0 | 0 | 0 | 0 | 0 | 0 | 0 | 0 | 0 | 0 | 0 | 0 | 0 | 0 | 0 | 0 | 0 | 0 | 0 | 0 | 0 | 0 | 0 | 0 | 0 | 0 | 0 | 0 | 0 | 0 | 0
Gen_BB012 | MW | SEPD | Consumer Transformation | Persley | 0.20646 | 0.21168 | 0.22227 | 0.23982 | 0.26775 | 0.29723 | 0.34085 | 0.40047 | 0.46159 | 0.52368 | 0.59293 | 0.66585 | 0.74288 | 0.82075 | 0.89949 | 0.97909 | 1.0457 | 1.1113 | 1.1767 | 1.2414 | 1.3057 | 1.3698 | 1.4341 | 1.4984 | 1.5626 | 1.6157 | 1.6688 | 1.722 | 1.7751 | 1.8282 | 1.8814 | 1.9346
Gen_BB013 | MW | SEPD | Consumer Transformation | Persley | 1.6853 | 1.8059 | 2.0398 | 2.3716 | 2.8549 | 3.4035 | 4.1211 | 5.0052 | 5.8839 | 6.7946 | 7.815 | 8.8706 | 9.9221 | 10.9628 | 11.9973 | 13.0721 | 13.9812 | 14.9038 | 15.8139 | 16.699 | 17.5744 | 18.433 | 19.1944 | 19.9404 | 20.6729 | 21.318 | 21.9486 | 22.5669 | 23.1702 | 23.7597 | 24.3383 | 24.9047
Gen_BB014 | MW | SEPD | Consumer Transformation | Persley | 0 | 0 | 0 | 0 | 0 | 0 | 0 | 0 | 0 | 0 | 0 | 0 | 0 | 0 | 0 | 0 | 0 | 0 | 0 | 0 | 0 | 0 | 0 | 0 | 0 | 0 | 0 | 0 | 0 | 0 | 0 | 0
Gen_BB015 | MW | SEPD | Consumer Transformation | Persley | 0 | 0 | 0 | 0 | 0 | 0 | 0 | 0 | 0 | 0.0087166 | 0.018965 | 0.033061 | 0.046351 | 0.063374 | 0.077205 | 0.091462 | 0.10613 | 0.12175 | 0.1384 | 0.15612 | 0.17379 | 0.19187 | 0.20963 | 0.22618 | 0.24196 | 0.25683 | 0.2714 | 0.28579 | 0.29994 | 0.31465 | 0.32902 | 0.34393
Gen_BB016 | MW | SEPD | Consumer Transformation | Persley | 0.3314 | 0.3314 | 0.33141 | 0.33143 | 0.33147 | 0.33164 | 0.33177 | 0.33202 | 0.33248 | 0.33325 | 0.3345 | 0.33588 | 0.33748 | 0.66899 | 0.67047 | 0.67234 | 0.67382 | 0.6753 | 0.67783 | 0.68031 | 0.68276 | 0.68516 | 0.68751 | 0.68982 | 0.69208 | 0.6943 | 0.69646 | 0.69864 | 0.70085 | 0.70308 | 0.70533 | 0.7076
Gen_BB017 | MW | SEPD | Consumer Transformation | Persley | 0 | 0 | 0 | 0 | 0 | 0 | 0 | 0 | 0 | 0 | 0 | 0 | 0 | 0 | 0 | 0 | 0 | 0 | 0 | 0 | 0 | 0 | 0 | 0 | 0 | 0 | 0 | 0 | 0 | 0 | 0 | 0
Gen_BB018 | MW | SEPD | Consumer Transformation | Persley | 0 | 0 | 0 | 0 | 0 | 0 | 0 | 0 | 0 | 0 | 0 | 0 | 0 | 0 | 0 | 0 | 0 | 0 | 0 | 0 | 0 | 0 | 0 | 0 | 0 | 0 | 0 | 0 | 0 | 0 | 0 | 0
Hydrogen electrolysis | MW | SEPD | Consumer Transformation | Persley | 1 | 1 | 1 | 1 | 1 | 1 | 1.4 | 1.5 | 2.2 | 2.7 | 3.4 | 3.4 | 4.4 | 4.4 | 4.4 | 4.4 | 4.4 | 5 | 5 | 7 | 7 | 8 | 8 | 8 | 10 | 15 | 15 | 15 | 15 | 15 | 15 | 15
Lct_BB001 | Number | SEPD | Consumer Transformation | Persley | 90.5109 | 145.3032 | 261.7126 | 518.7997 | 832.3414 | 1261.455 | 2090.2656 | 3229.3831 | 4378.4573 | 5539.0324 | 6713.9399 | 7907.3368 | 9572.5777 | 11753.088 | 14096.6206 | 16547.8051 | 19111.0146 | 21646.1657 | 24072.9757 | 26319.4911 | 28361.0452 | 30159.7068 | 31688.5792 | 32846.6422 | 33787.5092 | 34230.1811 | 34157.1979 | 34385.2376 | 34510.7829 | 34439.368 | 34287.7477 | 34035.6184
Lct_BB003 | Number | SEPD | Consumer Transformation | Persley | 6.0251 | 6.91 | 19.4167 | 41.8957 | 70.9876 | 109.9605 | 183.5157 | 297.9959 | 446.4711 | 567.8162 | 705.2851 | 887.7915 | 1025.4656 | 1158.9723 | 1289.4413 | 1413.3743 | 1529.8747 | 1635.9463 | 1730.5211 | 1811.0832 | 1880.3632 | 1945.8257 | 1997.1758 | 2040.3501 | 2084.7777 | 2140.6828 | 2179.0365 | 2189.7938 | 2199.2166 | 2207.6036 | 2215.0716 | 2217.9001
Lct_BB005 | Number | SEPD | Consumer Transformation | Persley | 35.894 | 218.8868 | 336.2414 | 1086.7355 | 2464.3941 | 3918.1504 | 4994.2361 | 6630.8745 | 8435.7981 | 9585.092 | 11001.4285 | 12439.0146 | 13843.5897 | 15239.4068 | 16631.5354 | 18038.0965 | 19421.127 | 20538.5304 | 21616.8588 | 22654.5959 | 23666.3652 | 24650.9926 | 25319.5942 | 25984.7419 | 26550.6149 | 27105.0493 | 27651.0555 | 27753.0555 | 27848.4555 | 27937.8555 | 28022.4555 | 28101.6555
Lct_BB006 | Number | SEPD | Consumer Transformation | Persley | 0 | 0 | 29.6317 | 58.8787 | 87.7456 | 116.2268 | 144.3232 | 206.6424 | 267.9586 | 312.9157 | 357.1238 | 400.585 | 552.5519 | 702.8499 | 851.4802 | 998.4417 | 1143.7318 | 1282.3254 | 1419.305 | 1554.6706 | 1688.4209 | 1820.5573 | 1865.9584 | 1911.0442 | 1955.8175 | 2000.2741 | 2044.4166 | 2044.4166 | 2044.4166 | 2044.4166 | 2044.4166 | 2044.4166
Lct_BB007 | Number | SEPD | Consumer Transformation | Persley | 82.2375 | 102.1116 | 103.2797 | 171.4474 | 326.4344 | 497.7679 | 656.3453 | 819.475 | 994.2243 | 1183.1538 | 1413.6871 | 1620.5096 | 1726.486 | 1831.268 | 1934.8564 | 2037.2517 | 2138.4547 | 2189.7495 | 2240.9531 | 2292.0655 | 2343.0868 | 2394.0169 | 2416.5357 | 2453.0408 | 2489.7114 | 2526.5475 | 2563.549 | 2556.2404 | 2548.9319 | 2541.6233 | 2534.3148 | 2527.0062
Lct_BB008 | Number | SEPD | Consumer Transformation | Persley | 0 | 0 | 0.97565 | 1.9386 | 2.889 | 3.8268 | 4.752 | 6.8041 | 8.8231 | 10.809 | 12.7619 | 14.6816 | 21.3947 | 28.034 | 34.5996 | 41.0914 | 47.5095 | 53.6318 | 59.6827 | 65.6623 | 71.5707 | 77.4078 | 79.4134 | 81.4051 | 83.3829 | 85.3468 | 87.2968 | 87.2968 | 87.2968 | 87.2968 | 87.2968 | 87.2968
Lct_BB010b | MW | SEPD | Consumer Transformation | Persley | 0.404 | 0.73433 | 1.3596 | 2.5747 | 3.978 | 5.8482 | 9.5686 | 13.2079 | 16.9684 | 20.8034 | 24.7948 | 28.821 | 35.4242 | 44.0019 | 53.705 | 63.1427 | 70.8946 | 76.1907 | 80.8105 | 83.1338 | 84.7216 | 85.6731 | 86.1964 | 86.1964 | 86.1964 | 86.1964 | 86.5779 | 86.5779 | 86.5779 | 86.5779 | 86.5779 | 86.5779
Lct_BB011b | MW | SEPD | Consumer Transformation | Persley | 0.036 | 0.1203 | 0.20439 | 0.4286 | 0.65011 | 0.91675 | 1.2954 | 1.8026 | 2.4016 | 2.9047 | 3.4476 | 4.0696 | 4.7321 | 5.3884 | 6.013 | 6.5743 | 7.0617 | 7.4491 | 7.7308 | 7.9081 | 8.0081 | 8.0471 | 8.0668 | 8.0846 | 8.1092 | 8.1454 | 8.148 | 8.148 | 8.148 | 8.148 | 8.148 | 8.148
Lct_BB012b | MW | SEPD | Consumer Transformation | Persley | 0.468 | 0.6067 | 0.74605 | 1.0765 | 1.3841 | 1.7533 | 2.2308 | 2.7636 | 3.364 | 3.9345 | 4.5539 | 5.202 | 6.0922 | 6.9922 | 7.8568 | 8.6431 | 9.3356 | 9.8925 | 10.3035 | 10.5826 | 10.764 | 10.8598 | 10.8808 | 10.8882 | 10.8958 | 10.906 | 10.9238 | 10.9238 | 10.9238 | 10.9238 | 10.9238 | 10.9238
Lct_BB013b | MW | SEPD | Consumer Transformation | Persley | 0 | 0.006 | 0.01203 | 0.02489 | 0.03465 | 0.04507 | 0.0641 | 0.09389 | 0.12621 | 0.14181 | 0.1575 | 0.17533 | 0.19607 | 0.21613 | 0.23513 | 0.25179 | 0.26602 | 0.27697 | 0.28467 | 0.28903 | 0.29108 | 0.29212 | 0.29212 | 0.29212 | 0.29212 | 0.29315 | 0.29315 | 0.29315 | 0.29315 | 0.29315 | 0.29315 | 0.29315
Lct_BB014 | Number | SEPD | Consumer Transformation | Persley | 101.2249 | 102.0017 | 114.5984 | 130.1086 | 147.146 | 166.3488 | 188.3775 | 221.681 | 248.1194 | 277.7116 | 310.4848 | 347.7305 | 399.6985 | 450.263 | 508.2581 | 573.5842 | 646.9626 | 967.5238 | 1042.2459 | 1124.5502 | 1216.1696 | 1316.8852 | 1363.3514 | 1480.9663 | 1604.2379 | 1746.8228 | 1904.3697 | 2147.1853 | 2420.261 | 2728.739 | 3075.8394 | 3466.7041
Other generation | MW | SEPD | Consumer Transformation | Persley | 3.38 | 3.38 | 3.38 | 3.38 | 3.38 | 3.38 | 3.38 | 3.38 | 3.38 | 3.38 | 3.38 | 3.38 | 3.38 | 3.38 | 3.38 | 3.38 | 3.38 | 3.38 | 3.38 | 3.38 | 3.38 | 3.38 | 3.38 | 3.38 | 3.38 | 3.38 | 3.38 | 3.38 | 3.38 | 3.38 | 3.38 | 3.38
Srg_BB001 | MW | SEPD | Consumer Transformation | Persley | 0 | 0.33382 | 0.36721 | 0.40059 | 0.43397 | 0.46735 | 0.50074 | 1.035 | 1.0684 | 1.1019 | 1.1354 | 1.1691 | 1.5912 | 2.0293 | 2.4835 | 2.9538 | 3.4404 | 3.6724 | 3.9126 | 4.1608 | 4.4172 | 4.6817 | 4.9326 | 5.1834 | 5.4343 | 5.6852 | 5.9361 | 5.9364 | 5.9367 | 5.9371 | 5.9374 | 5.9377
Srg_BB002 | MW | SEPD | Consumer Transformation | Persley | 0 | 0 | 0.0036519 | 0.0077887 | 0.012752 | 0.018932 | 0.026669 | 0.11028 | 0.18463 | 0.27853 | 0.39241 | 0.53181 | 0.59092 | 0.65325 | 0.71621 | 0.7799 | 0.84335 | 0.95385 | 1.0694 | 1.1906 | 1.317 | 1.449 | 1.6797 | 1.9251 | 2.1845 | 2.4577 | 2.7244 | 3.0021 | 3.291 | 3.5909 | 3.9019 | 4.2239
Data centres (MW) | MW | SEPD | Consumer Transformation | Peterhead Grange | 0 | 0 | 0 | 0 | 0 | 0 | 0 | 0 | 0 | 0 | 0 | 0 | 0 | 0 | 0 | 0 | 0 | 0 | 0 | 0 | 0 | 0 | 0 | 0 | 0 | 0 | 0 | 0 | 0 | 0 | 0 | 0
Dem_BB001a | Number of homes (cumulative) | SEPD | Consumer Transformation | Peterhead Grange | 0 | 58.2847 | 132.7122 | 179.9182 | 251.14 | 322.3361 | 376.5834 | 429.7712 | 482.8743 | 539.1161 | 592.1896 | 643.6231 | 695.1718 | 744.9969 | 794.1998 | 851.5144 | 892.5144 | 933.4274 | 976.4251 | 1018.3042 | 1059.1009 | 1099.774 | 1120.1473 | 1138.4539 | 1154.7009 | 1168.897 | 1181.0578 | 1191.1889 | 1199.2952 | 1205.3724 | 1209.4237 | 1211.448
Dem_BB002b | Floorspace (m2) (cumulative) | SEPD | Consumer Transformation | Peterhead Grange | 0 | 1.305 | 2.2776 | 2002.9206 | 4170.2781 | 6504.3501 | 7005.1366 | 7505.9532 | 8006.9236 | 8507.9515 | 9009.0369 | 9510.1798 | 9843.9757 | 10011.0167 | 10011.3432 | 10011.622 | 10011.852 | 10012.0245 | 10012.1395 | 10012.197 | 10012.197 | 10012.197 | 10012.197 | 10012.197 | 10012.197 | 10012.197 | 10012.197 | 10012.197 | 10012.197 | 10012.197 | 10012.197 | 10012.197
Domestic direct electric heating | Number | SEPD | Consumer Transformation | Peterhead Grange | 332.2463 | 338.5139 | 346.5043 | 362.9793 | 376.4774 | 390.4594 | 407.7852 | 397.3226 | 386.9665 | 380.0522 | 369.515 | 356.8521 | 333.664 | 323.8896 | 318.9925 | 321.1543 | 323.4064 | 325.6358 | 327.6993 | 329.6206 | 331.4533 | 333.218 | 333.9259 | 334.4282 | 334.7387 | 334.8991 | 334.8459 | 334.5595 | 334.1038 | 333.4453 | 332.6041 | 331.5479
Gas: Hydrogen peaking | MW | SEPD | Consumer Transformation | Peterhead Grange | 0 | 0 | 0 | 0 | 0 | 0 | 0 | 0 | 0 | 0 | 0 | 0 | 0 | 0 | 0 | 0 | 0 | 0 | 0 | 0 | 0 | 0 | 0 | 0 | 0 | 0 | 0 | 0 | 0 | 0 | 0 | 0
Gen_BB001 | MW | SEPD | Consumer Transformation | Peterhead Grange | 0 | 0 | 0 | 0 | 0 | 0 | 0 | 0 | 0 | 0 | 0 | 0 | 0 | 0 | 0 | 0 | 0 | 0 | 0 | 0 | 0 | 0 | 0 | 0 | 0 | 0 | 0 | 0 | 0 | 0 | 0 | 0
Gen_BB004 | MW | SEPD | Consumer Transformation | Peterhead Grange | 0.05 | 0.05 | 0.05 | 0.05 | 0.05 | 0.05 | 0.05 | 0.05 | 0.05 | 0.05 | 0.05 | 0.05 | 0.05 | 0.05 | 0.05 | 0.05 | 0.05 | 0.05 | 0.05 | 0.05 | 0.05 | 0.05 | 0.05 | 0.05 | 0.05 | 0.0495 | 0.049005 | 0.048025 | 0.047064 | 0.045652 | 0.044283 | 0.042954
Gen_BB005 | MW | SEPD | Consumer Transformation | Peterhead Grange | 0 | 0 | 0 | 0 | 0 | 0 | 0 | 0 | 0 | 0 | 0 | 0 | 0 | 0 | 0 | 0 | 0 | 0 | 0 | 0 | 0 | 0 | 0 | 0 | 0 | 0 | 0 | 0 | 0 | 0 | 0 | 0
Gen_BB006 | MW | SEPD | Consumer Transformation | Peterhead Grange | 0 | 0 | 0 | 0 | 0 | 0 | 0 | 0 | 0 | 0 | 0 | 0 | 0 | 0 | 0 | 0 | 0 | 0 | 0 | 0 | 0 | 0 | 0 | 0 | 0 | 0 | 0 | 0 | 0 | 0 | 0 | 0
Gen_BB008 | MW | SEPD | Consumer Transformation | Peterhead Grange | 0 | 0 | 0 | 0 | 0 | 0 | 0 | 0 | 0 | 0 | 0 | 0 | 0 | 0 | 0 | 0 | 0 | 0 | 0 | 0 | 0 | 0 | 0 | 0 | 0 | 0 | 0 | 0 | 0 | 0 | 0 | 0
Gen_BB010 | MW | SEPD | Consumer Transformation | Peterhead Grange | 0 | 0 | 0 | 0 | 0 | 0 | 0 | 0 | 0 | 0 | 0 | 0 | 0 | 0 | 0 | 0 | 0 | 0 | 0 | 0 | 0 | 0 | 0 | 0 | 0 | 0 | 0 | 0 | 0 | 0 | 0 | 0
Gen_BB011 | MW | SEPD | Consumer Transformation | Peterhead Grange | 0 | 0 | 0 | 0 | 0 | 0 | 0 | 0 | 0 | 0 | 0 | 0 | 0 | 0 | 0 | 0 | 0 | 0 | 0 | 0 | 0 | 0 | 0 | 0 | 0 | 0 | 0 | 0 | 0 | 0 | 0 | 0
Gen_BB012 | MW | SEPD | Consumer Transformation | Peterhead Grange | 0.18516 | 0.18741 | 0.19186 | 0.19902 | 0.21003 | 0.22133 | 0.23767 | 0.41932 | 0.6307 | 0.87021 | 1.1536 | 1.5195 | 1.9421 | 2.4194 | 2.9041 | 3.4114 | 3.8397 | 4.202 | 4.4025 | 4.8657 | 5.0244 | 5.1791 | 5.3319 | 5.4863 | 5.7616 | 6.0302 | 6.2987 | 6.5438 | 6.7655 | 6.9638 | 7.1389 | 7.2906
Gen_BB013 | MW | SEPD | Consumer Transformation | Peterhead Grange | 0.73174 | 0.76257 | 0.82602 | 0.91417 | 1.0518 | 1.1958 | 1.3756 | 1.6004 | 1.8264 | 2.0579 | 2.3074 | 2.5663 | 2.8359 | 3.108 | 3.3847 | 3.6707 | 3.9254 | 4.1805 | 4.4355 | 4.6914 | 4.9472 | 5.2028 | 5.442 | 5.6779 | 5.9119 | 6.1158 | 6.3167 | 6.5148 | 6.7102 | 6.9028 | 7.0927 | 7.28
Gen_BB014 | MW | SEPD | Consumer Transformation | Peterhead Grange | 30 | 30 | 30 | 30 | 30 | 30 | 30 | 30 | 30 | 30 | 30 | 30 | 30 | 30 | 30 | 30 | 30 | 30 | 30 | 30 | 30 | 30 | 30 | 30 | 30 | 30 | 30 | 30 | 30 | 30 | 30 | 30
Gen_BB015 | MW | SEPD | Consumer Transformation | Peterhead Grange | 0 | 0 | 0 | 0 | 0 | 0 | 0 | 0 | 0 | 0.011527 | 0.025079 | 0.043719 | 0.061293 | 0.083805 | 0.10209 | 0.12095 | 0.14034 | 0.161 | 0.18301 | 0.20645 | 0.22982 | 0.25373 | 0.27721 | 0.29909 | 0.31997 | 0.33962 | 0.35889 | 0.37793 | 0.39663 | 0.41609 | 0.43509 | 0.45481
Gen_BB016 | MW | SEPD | Consumer Transformation | Peterhead Grange | 0.85185 | 0.85185 | 0.85186 | 0.85189 | 0.85195 | 0.85216 | 0.85234 | 0.85267 | 0.85329 | 0.85429 | 0.85596 | 0.85778 | 0.85989 | 1.7119 | 1.7138 | 1.7163 | 1.7183 | 1.7202 | 1.7236 | 1.7269 | 1.7301 | 1.7333 | 1.7364 | 1.7394 | 1.7424 | 1.7454 | 1.7482 | 1.7511 | 1.754 | 1.757 | 1.7599 | 1.7629
Gen_BB017 | MW | SEPD | Consumer Transformation | Peterhead Grange | 0 | 0 | 0 | 0 | 0 | 0 | 0 | 0 | 0 | 0 | 0 | 0 | 0 | 0 | 0 | 0 | 0 | 0 | 0 | 0 | 0 | 0 | 0 | 0 | 0 | 0 | 0 | 0 | 0 | 0 | 0 | 0
Gen_BB018 | MW | SEPD | Consumer Transformation | Peterhead Grange | 0 | 0 | 0 | 0 | 0 | 0 | 0 | 0 | 0 | 0 | 0 | 0 | 0 | 0 | 0 | 0 | 0 | 0 | 0 | 0 | 0 | 0 | 0 | 0 | 0 | 0 | 0 | 0 | 0 | 0 | 0 | 0
Hydrogen electrolysis | MW | SEPD | Consumer Transformation | Peterhead Grange | 0 | 0 | 0 | 0 | 0 | 0 | 0 | 0 | 0 | 0 | 0 | 0 | 0 | 0 | 0 | 0 | 0 | 0 | 0 | 0 | 0 | 0 | 0 | 0 | 0 | 0 | 0 | 0 | 0 | 0 | 0 | 0
Lct_BB001 | Number | SEPD | Consumer Transformation | Peterhead Grange | 30.18 | 50.2073 | 91.5283 | 182.9012 | 292.0251 | 440.7081 | 778.7021 | 1208.6755 | 1640.4241 | 2074.686 | 2511.822 | 2952.5761 | 3593.561 | 4369.7416 | 5183.1115 | 6008.4043 | 6842.4987 | 7637.3987 | 8368.5892 | 9018.0894 | 9589.3532 | 10076.5794 | 10475.5384 | 10741.9541 | 10950.5825 | 11031.8102 | 10906.9711 | 10940.041 | 10941.4021 | 10880.9655 | 10794.6631 | 10679.1129
Lct_BB003 | Number | SEPD | Consumer Transformation | Peterhead Grange | 0 | 0 | 0.96687 | 3.1065 | 6.212 | 10.3571 | 16.1046 | 22.4272 | 30.7072 | 49.8275 | 72.39 | 109.752 | 132.4833 | 153.2652 | 173.6177 | 192.9322 | 211.0713 | 227.5569 | 242.2284 | 254.6418 | 265.284 | 275.3127 | 283.0679 | 289.6301 | 296.3572 | 304.6477 | 310.7118 | 312.1885 | 313.4897 | 314.654 | 315.6962 | 316.1134
Lct_BB005 | Number | SEPD | Consumer Transformation | Peterhead Grange | 67.9581 | 79.8572 | 93.8088 | 175.4845 | 305.3786 | 545.9676 | 770.1883 | 1080.7935 | 1423.999 | 1793.1536 | 2243.215 | 2692.873 | 3121.9375 | 3552.8211 | 3987.7395 | 4429.5977 | 4875.1895 | 5228.21 | 5583.4854 | 5942.2238 | 6304.416 | 6667.9637 | 6914.2415 | 7160.3341 | 7375.4027 | 7590.2361 | 7804.412 | 7830.812 | 7856.012 | 7880.012 | 7902.812 | 7924.412
Lct_BB006 | Number | SEPD | Consumer Transformation | Peterhead Grange | 0 | 0 | 5.3375 | 10.6067 | 15.8058 | 20.937 | 25.9977 | 37.2235 | 48.2669 | 62.428 | 76.3553 | 90.0429 | 137.9098 | 185.2498 | 232.0641 | 278.3543 | 324.1179 | 367.7711 | 410.9161 | 453.5545 | 495.685 | 537.3057 | 551.6064 | 565.8077 | 579.9118 | 593.9168 | 607.8229 | 607.8229 | 607.8229 | 607.8229 | 607.8229 | 607.8229
Lct_BB007 | Number | SEPD | Consumer Transformation | Peterhead Grange | 23.0872 | 28.6666 | 28.9945 | 48.1318 | 91.6426 | 139.7424 | 184.2611 | 230.0578 | 279.1166 | 332.1564 | 396.8759 | 454.9389 | 484.6905 | 514.1068 | 543.188 | 571.9343 | 600.3459 | 614.7463 | 629.1211 | 643.4703 | 657.7939 | 672.0919 | 678.4138 | 688.6622 | 698.9571 | 709.2984 | 719.6861 | 717.6343 | 715.5826 | 713.5308 | 711.479 | 709.4272
Lct_BB008 | Number | SEPD | Consumer Transformation | Peterhead Grange | 0 | 0 | 0.27388 | 0.54425 | 0.81106 | 1.0743 | 1.3341 | 1.9102 | 2.477 | 3.0346 | 3.5828 | 4.1218 | 6.0064 | 7.8703 | 9.7135 | 11.5361 | 13.3379 | 15.0566 | 16.7554 | 18.4341 | 20.0928 | 21.7314 | 22.2945 | 22.8536 | 23.4089 | 23.9602 | 24.5077 | 24.5077 | 24.5077 | 24.5077 | 24.5077 | 24.5077
Lct_BB010b | MW | SEPD | Consumer Transformation | Peterhead Grange | 0.189 | 0.3015 | 0.48252 | 0.87843 | 1.3222 | 1.9614 | 3.4933 | 4.9892 | 6.4677 | 7.9847 | 9.61 | 11.2157 | 13.9779 | 18.5109 | 22.8578 | 25.8628 | 28.6526 | 30.6463 | 32.117 | 32.7431 | 33.1272 | 33.4785 | 33.5852 | 33.5852 | 33.5852 | 33.5852 | 33.6446 | 33.6446 | 33.6446 | 33.6446 | 33.6446 | 33.6446
Lct_BB011b | MW | SEPD | Consumer Transformation | Peterhead Grange | 0.028 | 0.0659 | 0.10533 | 0.22508 | 0.34585 | 0.49306 | 0.75651 | 1.1882 | 1.7208 | 2.0757 | 2.4546 | 2.9112 | 3.2535 | 3.5926 | 3.9223 | 4.2211 | 4.4851 | 4.7004 | 4.8652 | 4.9763 | 5.049 | 5.1013 | 5.1311 | 5.158 | 5.1951 | 5.2498 | 5.2537 | 5.2537 | 5.2537 | 5.2537 | 5.2537 | 5.2537
Lct_BB012b | MW | SEPD | Consumer Transformation | Peterhead Grange | 0.158 | 0.1753 | 0.19428 | 0.23197 | 0.26196 | 0.2963 | 0.33517 | 0.37459 | 0.41848 | 0.46333 | 0.51064 | 0.55555 | 0.62787 | 0.69924 | 0.76539 | 0.82298 | 0.87109 | 0.90647 | 0.92888 | 0.94499 | 0.95679 | 0.96473 | 0.96928 | 0.97138 | 0.97359 | 0.97651 | 0.98117 | 0.98117 | 0.98117 | 0.98117 | 0.98117 | 0.98117
Lct_BB013b | MW | SEPD | Consumer Transformation | Peterhead Grange | 0 | 0 | 0 | 0 | 0 | 0 | 0 | 0 | 0 | 0 | 0 | 0 | 0 | 0 | 0 | 0 | 0 | 0 | 0 | 0 | 0 | 0 | 0 | 0 | 0 | 0 | 0 | 0 | 0 | 0 | 0 | 0
Lct_BB014 | Number | SEPD | Consumer Transformation | Peterhead Grange | 7.3978 | 7.4546 | 8.3751 | 9.5087 | 10.7538 | 12.1572 | 13.7671 | 24.0859 | 26.9584 | 30.1736 | 33.7345 | 37.7812 | 57.3728 | 64.6309 | 72.9555 | 82.3324 | 92.8652 | 138.8786 | 149.6042 | 161.4182 | 174.5693 | 189.026 | 216.4815 | 235.1571 | 254.731 | 277.3715 | 302.3878 | 340.9436 | 384.3043 | 433.2863 | 488.4011 | 550.4651
Other generation | MW | SEPD | Consumer Transformation | Peterhead Grange | 0 | 0 | 0 | 0 | 0 | 0 | 0 | 0 | 0 | 0 | 0 | 0 | 0 | 0 | 0 | 0 | 0 | 0 | 0 | 0 | 0 | 0 | 0 | 0 | 0 | 0 | 0 | 0 | 0 | 0 | 0 | 0
Srg_BB001 | MW | SEPD | Consumer Transformation | Peterhead Grange | 0 | 0.14747 | 0.16222 | 0.17696 | 0.19171 | 0.20646 | 0.2212 | 0.45716 | 0.4719 | 0.48667 | 0.50145 | 0.51631 | 0.70274 | 0.89627 | 1.0969 | 1.3046 | 1.5195 | 1.6219 | 1.7279 | 1.8375 | 1.9507 | 2.0675 | 2.1783 | 2.2891 | 2.4 | 2.5108 | 2.6216 | 2.6218 | 2.6219 | 2.6221 | 2.6222 | 2.6224
Srg_BB002 | MW | SEPD | Consumer Transformation | Peterhead Grange | 0 | 0 | 0.0015476 | 0.0032659 | 0.0052801 | 0.0077428 | 0.010766 | 0.042821 | 0.070927 | 0.10604 | 0.14821 | 0.19942 | 0.22099 | 0.2436 | 0.26633 | 0.28923 | 0.31207 | 0.35187 | 0.39351 | 0.43726 | 0.48289 | 0.53056 | 0.61394 | 0.70272 | 0.79656 | 0.89546 | 0.99202 | 1.0926 | 1.1973 | 1.306 | 1.4187 | 1.5355
Data centres (MW) | MW | SEPD | Consumer Transformation | Port Ann | 0 | 0 | 0 | 0 | 0 | 0 | 0 | 0 | 0 | 0 | 0 | 0 | 0 | 0 | 0 | 0 | 0 | 0 | 0 | 0 | 0 | 0 | 0 | 0 | 0 | 0 | 0 | 0 | 0 | 0 | 0 | 0
Dem_BB001a | Number of homes (cumulative) | SEPD | Consumer Transformation | Port Ann | 0 | 19 | 82 | 162 | 260 | 346 | 415 | 458 | 490 | 518 | 547 | 576 | 597 | 609 | 616 | 623 | 626 | 627.8223 | 629.7208 | 631.5125 | 632.23 | 632.9199 | 633.3025 | 633.6169 | 633.87 | 634.0711 | 634.2359 | 634.3703 | 634.4792 | 634.5583 | 634.6109 | 634.6358
Dem_BB002b | Floorspace (m2) (cumulative) | SEPD | Consumer Transformation | Port Ann | 0 | 0 | 18830 | 30077 | 56144 | 84243.5 | 114375.5 | 153400 | 175378.6667 | 198324 | 210636 | 222948 | 234390 | 242992.5 | 249562.5 | 254100 | 256033.3333 | 257000 | 257000 | 257000 | 257000 | 257000 | 257000 | 257000 | 257000 | 257000 | 257000 | 257000 | 257000 | 257000 | 257000 | 257000
Domestic direct electric heating | Number | SEPD | Consumer Transformation | Port Ann | 3711.3141 | 3713.3582 | 3720.1669 | 3669.4011 | 3609.392 | 3516.9787 | 3353.3453 | 3216.9237 | 3079.5048 | 2982.9081 | 2874.4702 | 2770.9546 | 2734.5214 | 2707.9547 | 2695.1873 | 2674.8421 | 2654.9286 | 2635.3474 | 2615.7076 | 2596.4052 | 2577.4379 | 2559.0938 | 2541.4254 | 2524.0623 | 2506.8214 | 2489.8963 | 2473.1432 | 2457.0348 | 2441.1202 | 2425.3181 | 2409.6931 | 2394.164
Gas: Hydrogen peaking | MW | SEPD | Consumer Transformation | Port Ann | 0 | 0 | 0 | 0 | 0 | 0 | 0 | 0 | 0 | 0 | 0 | 0 | 0 | 0 | 0 | 0 | 0 | 0 | 0 | 0 | 0 | 0 | 0 | 0 | 0 | 0 | 0 | 0 | 0 | 0 | 0 | 0
Gen_BB001 | MW | SEPD | Consumer Transformation | Port Ann | 0 | 0 | 0 | 0 | 0 | 0 | 0 | 0 | 0 | 0 | 0 | 0 | 0 | 0 | 0 | 0 | 0 | 0 | 0 | 0 | 0 | 0 | 0 | 0 | 0 | 0 | 0 | 0 | 0 | 0 | 0 | 0
Gen_BB004 | MW | SEPD | Consumer Transformation | Port Ann | 0 | 0 | 0 | 0 | 0 | 0 | 0 | 0 | 0 | 0 | 0 | 0 | 0 | 0 | 0 | 0 | 0 | 0 | 0 | 0 | 0 | 0 | 0 | 0 | 0 | 0 | 0 | 0 | 0 | 0 | 0 | 0
Gen_BB005 | MW | SEPD | Consumer Transformation | Port Ann | 0 | 0 | 0 | 0 | 0 | 0 | 0 | 0 | 0 | 0 | 0 | 0 | 0 | 0 | 0 | 0 | 0 | 0 | 0 | 0 | 0 | 0 | 0 | 0 | 0 | 0 | 0 | 0 | 0 | 0 | 0 | 0
Gen_BB006 | MW | SEPD | Consumer Transformation | Port Ann | 0 | 0 | 0 | 0 | 0 | 0 | 0 | 0 | 0 | 0 | 0 | 0 | 0 | 0 | 0 | 0 | 0 | 0 | 0 | 0 | 0 | 0 | 0 | 0 | 0 | 0 | 0 | 0 | 0 | 0 | 0 | 0
Gen_BB008 | MW | SEPD | Consumer Transformation | Port Ann | 0 | 0 | 0 | 0 | 0 | 0 | 0 | 0 | 0 | 0 | 0 | 0 | 0 | 0 | 0 | 0 | 0 | 0 | 0 | 0 | 0 | 0 | 0 | 0 | 0 | 0 | 0 | 0 | 0 | 0 | 0 | 0
Gen_BB010 | MW | SEPD | Consumer Transformation | Port Ann | 5.6 | 5.6 | 5.6 | 5.6 | 5.6 | 5.6 | 5.6 | 5.6 | 5.6 | 5.6 | 5.6 | 5.6 | 5.6 | 5.6 | 5.6 | 5.6 | 5.6 | 5.6 | 5.6 | 5.6 | 5.6 | 5.6 | 5.6 | 5.6 | 5.6 | 5.6 | 5.6 | 5.6 | 5.6 | 5.6 | 5.6 | 5.6
Gen_BB011 | MW | SEPD | Consumer Transformation | Port Ann | 0 | 0 | 0 | 0 | 0 | 5.985 | 5.985 | 5.985 | 5.985 | 5.985 | 5.985 | 5.985 | 5.985 | 5.985 | 5.985 | 5.985 | 5.985 | 5.985 | 5.985 | 5.985 | 5.985 | 5.985 | 5.985 | 5.985 | 5.985 | 5.985 | 5.985 | 5.985 | 5.985 | 5.985 | 5.985 | 5.985
Gen_BB012 | MW | SEPD | Consumer Transformation | Port Ann | 0.0299 | 0.031979 | 0.03595 | 0.04201 | 0.050771 | 0.059267 | 0.070941 | 0.085808 | 0.10022 | 0.11429 | 0.12949 | 0.14509 | 0.16125 | 0.17734 | 0.19339 | 0.20946 | 0.22864 | 0.24775 | 0.26696 | 0.2861 | 0.30527 | 0.32447 | 0.34384 | 0.36324 | 0.38267 | 0.39877 | 0.4149 | 0.43105 | 0.44724 | 0.46345 | 0.4797 | 0.49599
Gen_BB013 | MW | SEPD | Consumer Transformation | Port Ann | 0.68585 | 0.70149 | 0.74138 | 0.80853 | 0.91155 | 1.0183 | 1.1449 | 1.2798 | 1.407 | 1.5316 | 1.6689 | 1.8127 | 1.954 | 2.0881 | 2.22 | 2.354 | 2.5235 | 2.6933 | 2.8588 | 3.0264 | 3.1952 | 3.3709 | 3.5559 | 3.7417 | 3.927 | 4.0902 | 4.2531 | 4.4161 | 4.5791 | 4.7422 | 4.9055 | 5.0689
Gen_BB014 | MW | SEPD | Consumer Transformation | Port Ann | 0 | 0 | 0 | 0 | 0 | 0 | 0 | 0 | 0 | 0 | 0 | 0 | 0 | 0 | 0 | 0 | 0 | 0 | 0 | 0 | 0 | 0 | 0 | 0 | 0 | 0 | 0 | 0 | 0 | 0 | 0 | 0
Gen_BB015 | MW | SEPD | Consumer Transformation | Port Ann | 29.95 | 29.95 | 29.95 | 29.95 | 29.95 | 29.95 | 29.95 | 29.95 | 29.95 | 32.8482 | 38.6557 | 43.3425 | 50.0611 | 63.0963 | 70.0948 | 77.1352 | 87.2615 | 92.4565 | 97.9904 | 103.8843 | 109.7583 | 115.7705 | 121.6754 | 127.1761 | 132.4259 | 137.3675 | 142.2119 | 146.9984 | 151.7005 | 156.5931 | 161.3696 | 166.3275
Gen_BB016 | MW | SEPD | Consumer Transformation | Port Ann | 3.7071 | 3.7071 | 3.7114 | 3.719 | 3.7321 | 3.7871 | 3.8305 | 3.9146 | 4.069 | 4.3223 | 4.7404 | 5.1987 | 5.7304 | 6.6416 | 7.1353 | 8.9402 | 10.2323 | 11.5726 | 12.4135 | 13.2404 | 14.0531 | 14.8512 | 15.6341 | 16.4017 | 17.1534 | 17.889 | 18.608 | 19.3341 | 20.0675 | 20.8081 | 21.5562 | 22.3119
Gen_BB017 | MW | SEPD | Consumer Transformation | Port Ann | 0 | 0 | 0 | 0 | 0 | 0 | 0 | 0 | 0 | 0 | 0 | 10 | 10 | 10 | 10 | 10 | 40 | 40 | 40 | 40 | 40 | 40.5174 | 40.5174 | 40.5174 | 40.5174 | 40.5174 | 42.0441 | 42.0441 | 42.0441 | 43.1891 | 43.1891 | 43.1891
Gen_BB018 | MW | SEPD | Consumer Transformation | Port Ann | 38.8055 | 38.8055 | 38.9305 | 38.9305 | 39.1149 | 41.723 | 42.5063 | 43.684 | 44.8624 | 46.1171 | 47.294 | 48.5495 | 49.7271 | 50.9056 | 52.0817 | 53.3372 | 54.5156 | 55.5673 | 56.5769 | 57.6239 | 58.5597 | 59.5421 | 60.3394 | 61.0348 | 61.7847 | 62.5151 | 63.303 | 63.9977 | 64.6767 | 65.4204 | 66.1523 | 66.7956
Hydrogen electrolysis | MW | SEPD | Consumer Transformation | Port Ann | 0 | 0 | 0 | 0 | 0 | 0 | 0 | 0 | 0 | 0 | 0 | 0 | 0 | 0 | 0 | 0 | 0 | 0 | 0 | 0 | 0 | 0 | 0 | 0 | 0 | 0 | 0 | 0 | 0 | 0 | 0 | 0
Lct_BB001 | Number | SEPD | Consumer Transformation | Port Ann | 33.7494 | 56.2555 | 102.1362 | 203.8973 | 324.8504 | 489.2872 | 829.138 | 1228.8606 | 1629.5576 | 2031.6973 | 2435.7471 | 2841.8878 | 3457.4169 | 4188.7352 | 4947.1018 | 5706.6266 | 6462.6872 | 7170.7453 | 7809.1267 | 8363.8764 | 8842.9136 | 9243.743 | 9564.3918 | 9759.868 | 9908.33 | 9955.8005 | 9800.6891 | 9813.6951 | 9798.6297 | 9728.3478 | 9634.7859 | 9516.13
Lct_BB003 | Number | SEPD | Consumer Transformation | Port Ann | 0 | 0 | 0 | 0 | 0 | 0 | 0 | 0 | 0 | 0 | 0 | 0 | 0 | 0 | 0 | 0 | 0 | 0 | 0 | 0 | 0 | 0 | 0 | 0 | 0 | 0 | 0 | 0 | 0 | 0 | 0 | 0
Lct_BB005 | Number | SEPD | Consumer Transformation | Port Ann | 314.3763 | 375.6103 | 399.546 | 561.3576 | 1052.3054 | 1730.1758 | 2364.0327 | 2861.6172 | 3334.6973 | 3878.1555 | 4529.3473 | 5080.756 | 5251.3379 | 5416.6675 | 5578.0235 | 5737.0727 | 5894.6635 | 5922.8017 | 5954.1335 | 5991.2102 | 6033.5322 | 6082.8913 | 6110.0468 | 6137.8455 | 6207.2792 | 6279.0114 | 6351.4832 | 6371.2832 | 6391.0832 | 6410.8832 | 6430.6832 | 6450.4832
Lct_BB006 | Number | SEPD | Consumer Transformation | Port Ann | 0 | 0 | 0 | 0 | 0 | 0 | 0 | 0 | 0 | 0 | 0 | 0 | 0 | 0 | 0 | 0 | 0 | 0 | 0 | 0 | 0 | 0 | 0 | 0 | 0 | 0 | 0 | 0 | 0 | 0 | 0 | 0
Lct_BB007 | Number | SEPD | Consumer Transformation | Port Ann | 0 | 0 | 0 | 0 | 0 | 0 | 0 | 0 | 0 | 0 | 0 | 0 | 0 | 0 | 0 | 0 | 0 | 0 | 0 | 0 | 0 | 0 | 0 | 0 | 0 | 0 | 0 | 0 | 0 | 0 | 0 | 0
Lct_BB008 | Number | SEPD | Consumer Transformation | Port Ann | 0 | 0 | 0 | 0 | 0 | 0 | 0 | 0 | 0 | 0 | 0 | 0 | 0 | 0 | 0 | 0 | 0 | 0 | 0 | 0 | 0 | 0 | 0 | 0 | 0 | 0 | 0 | 0 | 0 | 0 | 0 | 0
Lct_BB010b | MW | SEPD | Consumer Transformation | Port Ann | 0.084 | 0.19478 | 0.38446 | 0.85324 | 1.3985 | 2.1637 | 3.7384 | 5.3731 | 6.9616 | 8.4228 | 9.9556 | 11.5986 | 14.2996 | 17.8569 | 23.1741 | 27.8728 | 30.9154 | 32.9679 | 34.6324 | 35.4108 | 35.7949 | 36.016 | 36.1014 | 36.1014 | 36.1014 | 36.1014 | 36.1558 | 36.1558 | 36.1558 | 36.1558 | 36.1558 | 36.1558
Lct_BB011b | MW | SEPD | Consumer Transformation | Port Ann | 0.014 | 0.0307 | 0.0617 | 0.12902 | 0.19625 | 0.27718 | 0.40463 | 0.5943 | 0.82336 | 0.99448 | 1.1783 | 1.3941 | 1.5901 | 1.7842 | 1.9701 | 2.1387 | 2.2861 | 2.4047 | 2.4928 | 2.5494 | 2.5839 | 2.6021 | 2.6126 | 2.6219 | 2.6349 | 2.6538 | 2.6551 | 2.6551 | 2.6551 | 2.6551 | 2.6551 | 2.6551
Lct_BB012b | MW | SEPD | Consumer Transformation | Port Ann | 0.966 | 0.9791 | 0.99285 | 1.0203 | 1.0412 | 1.0651 | 1.0913 | 1.1189 | 1.15 | 1.1824 | 1.2168 | 1.2494 | 1.3025 | 1.3552 | 1.4044 | 1.4478 | 1.4845 | 1.5121 | 1.5303 | 1.544 | 1.5545 | 1.5622 | 1.5673 | 1.5697 | 1.5722 | 1.5755 | 1.5809 | 1.5809 | 1.5809 | 1.5809 | 1.5809 | 1.5809
Lct_BB013b | MW | SEPD | Consumer Transformation | Port Ann | 0 | 0.0131 | 0.02633 | 0.05448 | 0.07585 | 0.09867 | 0.1403 | 0.2055 | 0.27624 | 0.31038 | 0.34471 | 0.38372 | 0.42909 | 0.47297 | 0.51456 | 0.551 | 0.58214 | 0.6061 | 0.62293 | 0.63246 | 0.63697 | 0.63924 | 0.63924 | 0.63924 | 0.63924 | 0.64151 | 0.64151 | 0.64151 | 0.64151 | 0.64151 | 0.64151 | 0.64151
Lct_BB014 | Number | SEPD | Consumer Transformation | Port Ann | 5.6217 | 5.6648 | 6.3644 | 7.2258 | 8.1719 | 9.2384 | 10.4618 | 10.7975 | 12.0852 | 13.5266 | 15.1228 | 16.937 | 18.4481 | 20.7819 | 23.4586 | 26.4738 | 29.8605 | 44.656 | 48.1048 | 51.9036 | 56.1323 | 60.7808 | 72.9469 | 79.2399 | 85.8356 | 93.4647 | 101.8943 | 114.8863 | 129.4974 | 146.0027 | 164.5745 | 185.4879
Other generation | MW | SEPD | Consumer Transformation | Port Ann | 0 | 0 | 0 | 0 | 0 | 0 | 0 | 0 | 0 | 0 | 0 | 0 | 0 | 0 | 0 | 0 | 0 | 0 | 0 | 0 | 0 | 0 | 0 | 0 | 0 | 0 | 0 | 0 | 0 | 0 | 0 | 0
Srg_BB001 | MW | SEPD | Consumer Transformation | Port Ann | 0 | 0.2135 | 0.26514 | 0.31802 | 0.37062 | 0.42711 | 0.50153 | 1.1648 | 1.355 | 1.5516 | 1.7517 | 2.0124 | 2.8344 | 3.6799 | 4.5457 | 5.4289 | 6.4021 | 7.0703 | 7.7646 | 8.4759 | 9.2163 | 9.9819 | 10.4113 | 10.8444 | 11.2768 | 11.7121 | 12.1477 | 12.2798 | 12.4117 | 12.543 | 12.6763 | 12.8086
Srg_BB002 | MW | SEPD | Consumer Transformation | Port Ann | 0 | 0 | 0.0013972 | 0.0028987 | 0.0045891 | 0.0065883 | 0.0089511 | 0.033045 | 0.053538 | 0.078517 | 0.10786 | 0.14282 | 0.15729 | 0.17225 | 0.1871 | 0.2019 | 0.21693 | 0.24354 | 0.27176 | 0.30178 | 0.33344 | 0.36686 | 0.42585 | 0.48919 | 0.55666 | 0.62818 | 0.69839 | 0.7719 | 0.84875 | 0.92893 | 1.0124 | 1.0993
Data centres (MW) | MW | SEPD | Consumer Transformation | Quoich | 0 | 0 | 0 | 0 | 0 | 0 | 0 | 0 | 0 | 0 | 0 | 0 | 0 | 0 | 0 | 0 | 0 | 0 | 0 | 0 | 0 | 0 | 0 | 0 | 0 | 0 | 0 | 0 | 0 | 0 | 0 | 0
Dem_BB001a | Number of homes (cumulative) | SEPD | Consumer Transformation | Quoich | 0 | 0 | 0 | 0 | 0 | 0 | 0 | 0 | 0 | 0 | 0 | 0 | 0 | 0 | 0 | 0 | 0 | 0.0092426 | 0.019342 | 0.028241 | 0.036305 | 0.050446 | 0.058288 | 0.064731 | 0.069919 | 0.07404 | 0.077417 | 0.080171 | 0.082404 | 0.084026 | 0.085103 | 0.085614
Dem_BB002b | Floorspace (m2) (cumulative) | SEPD | Consumer Transformation | Quoich | 0 | 0 | 0 | 0 | 0 | 0 | 0 | 0 | 0 | 0 | 0 | 0 | 0 | 0 | 0 | 0 | 0 | 0 | 0 | 0 | 0 | 0 | 0 | 0 | 0 | 0 | 0 | 0 | 0 | 0 | 0 | 0
Domestic direct electric heating | Number | SEPD | Consumer Transformation | Quoich | 18.4581 | 18.4581 | 18.4581 | 18.386 | 18.3033 | 18.1882 | 17.9933 | 17.8664 | 17.6581 | 17.5437 | 17.4152 | 17.2932 | 17.2751 | 17.2536 | 17.2452 | 17.218 | 17.1911 | 17.1645 | 17.1382 | 17.1122 | 17.0866 | 17.0612 | 17.0361 | 17.0114 | 16.987 | 16.9628 | 16.939 | 16.9154 | 16.8921 | 16.8691 | 16.8463 | 16.8239
Gas: Hydrogen peaking | MW | SEPD | Consumer Transformation | Quoich | 0 | 0 | 0 | 0 | 0 | 0 | 0 | 0 | 0 | 0 | 0 | 0 | 0 | 0 | 0 | 0 | 0 | 0 | 0 | 0 | 0 | 0 | 0 | 0 | 0 | 0 | 0 | 0 | 0 | 0 | 0 | 0
Gen_BB001 | MW | SEPD | Consumer Transformation | Quoich | 0 | 0 | 0 | 0 | 0 | 0 | 0 | 0 | 0 | 0 | 0 | 0 | 0 | 0 | 0 | 0 | 0 | 0 | 0 | 0 | 0 | 0 | 0 | 0 | 0 | 0 | 0 | 0 | 0 | 0 | 0 | 0
Gen_BB004 | MW | SEPD | Consumer Transformation | Quoich | 0 | 0 | 0 | 0 | 0 | 0 | 0 | 0 | 0 | 0 | 0 | 0 | 0 | 0 | 0 | 0 | 0 | 0 | 0 | 0 | 0 | 0 | 0 | 0 | 0 | 0 | 0 | 0 | 0 | 0 | 0 | 0
Gen_BB005 | MW | SEPD | Consumer Transformation | Quoich | 0 | 0 | 0 | 0 | 0 | 0 | 0 | 0 | 0 | 0 | 0 | 0 | 0 | 0 | 0 | 0 | 0 | 0 | 0 | 0 | 0 | 0 | 0 | 0 | 0 | 0 | 0 | 0 | 0 | 0 | 0 | 0
Gen_BB006 | MW | SEPD | Consumer Transformation | Quoich | 0 | 0 | 0 | 0 | 0 | 0 | 0 | 0 | 0 | 0 | 0 | 0 | 0 | 0 | 0 | 0 | 0 | 0 | 0 | 0 | 0 | 0 | 0 | 0 | 0 | 0 | 0 | 0 | 0 | 0 | 0 | 0
Gen_BB008 | MW | SEPD | Consumer Transformation | Quoich | 0 | 0 | 0 | 0 | 0 | 0 | 0 | 0 | 0 | 0 | 0 | 0 | 0 | 0 | 0 | 0 | 0 | 0 | 0 | 0 | 0 | 0 | 0 | 0 | 0 | 0 | 0 | 0 | 0 | 0 | 0 | 0
Gen_BB010 | MW | SEPD | Consumer Transformation | Quoich | 0 | 0 | 0 | 0 | 0 | 0 | 0 | 0 | 0 | 0 | 0 | 0 | 0 | 0 | 0 | 0 | 0 | 0 | 0 | 0 | 0 | 0 | 0 | 0 | 0 | 0 | 0 | 0 | 0 | 0 | 0 | 0
Gen_BB011 | MW | SEPD | Consumer Transformation | Quoich | 0 | 0 | 0 | 0 | 0 | 0 | 0 | 0 | 0 | 0 | 0 | 0 | 0 | 0 | 0 | 0 | 0 | 0 | 0 | 0 | 0 | 0 | 0 | 0 | 0 | 0 | 0 | 0 | 0 | 0 | 0 | 0
Gen_BB012 | MW | SEPD | Consumer Transformation | Quoich | 0 | 1.1794e-06 | 3.3107e-06 | 6.2851e-06 | 1.0076e-05 | 1.3272e-05 | 1.7043e-05 | 2.1034e-05 | 2.4237e-05 | 2.6879e-05 | 2.9304e-05 | 3.1426e-05 | 3.3324e-05 | 3.4971e-05 | 3.6416e-05 | 3.7698e-05 | 4.4442e-05 | 5.1154e-05 | 5.8002e-05 | 6.4967e-05 | 7.2031e-05 | 7.9178e-05 | 8.6428e-05 | 9.3775e-05 | 0.0001011 | 0.00010708 | 0.00011313 | 0.00011922 | 0.00012537 | 0.00013156 | 0.00013779 | 0.00014407
Gen_BB013 | MW | SEPD | Consumer Transformation | Quoich | 0.00039674 | 0.00039682 | 0.00039684 | 0.00039692 | 0.00039696 | 0.00039713 | 0.0003973 | 0.00039755 | 0.00039787 | 0.00039819 | 0.00039852 | 0.00039886 | 0.00039926 | 0.00039969 | 0.00040012 | 0.00040053 | 0.00045872 | 0.00051508 | 0.00057152 | 0.00062815 | 0.00068489 | 0.00074165 | 0.00079855 | 0.00085561 | 0.00091181 | 0.00095698 | 0.0010023 | 0.0010478 | 0.0010934 | 0.0011391 | 0.001185 | 0.0012311
Gen_BB014 | MW | SEPD | Consumer Transformation | Quoich | 0 | 0 | 0 | 0 | 0 | 0 | 0 | 0 | 0 | 0 | 0 | 0 | 0 | 0 | 0 | 0 | 0 | 0 | 0 | 0 | 0 | 0 | 0 | 0 | 0 | 0 | 0 | 0 | 0 | 0 | 0 | 0
Gen_BB015 | MW | SEPD | Consumer Transformation | Quoich | 0 | 0 | 0 | 0 | 0 | 0 | 0 | 0 | 0 | 0.01261 | 0.027436 | 0.047829 | 0.067055 | 0.091683 | 0.11169 | 0.13232 | 0.15353 | 0.17614 | 0.20022 | 0.22586 | 0.25142 | 0.27758 | 0.30327 | 0.3272 | 0.35005 | 0.37155 | 0.39263 | 0.41345 | 0.43391 | 0.4552 | 0.47598 | 0.49755
Gen_BB016 | MW | SEPD | Consumer Transformation | Quoich | 0.0020193 | 0.0020193 | 0.0020382 | 0.0020711 | 0.002128 | 0.0023674 | 0.0025561 | 0.0029222 | 0.0035939 | 0.0046959 | 0.0065152 | 0.0085092 | 0.010823 | 0.013003 | 0.015152 | 0.017858 | 0.019999 | 0.022132 | 0.025791 | 0.029389 | 0.032925 | 0.036397 | 0.039804 | 0.043144 | 0.046415 | 0.049615 | 0.052743 | 0.055903 | 0.059094 | 0.062316 | 0.065571 | 0.068859
Gen_BB017 | MW | SEPD | Consumer Transformation | Quoich | 0 | 0 | 0 | 0 | 0 | 0 | 0 | 0 | 0 | 0 | 0 | 0 | 0 | 0 | 0 | 0 | 0 | 0 | 0 | 0 | 0 | 0 | 0 | 0 | 0 | 0 | 0 | 0 | 0 | 0 | 0 | 0
Gen_BB018 | MW | SEPD | Consumer Transformation | Quoich | 0 | 0.7 | 1.2 | 1.2 | 1.2 | 1.2 | 1.2 | 1.2 | 1.2 | 1.2 | 1.2 | 1.2 | 1.2 | 1.2 | 1.2 | 1.2 | 1.2 | 1.2 | 1.2 | 1.2 | 1.2 | 1.2 | 1.2 | 1.2 | 1.2 | 1.2 | 1.2 | 1.2 | 1.2 | 1.2 | 1.2 | 1.2
Hydrogen electrolysis | MW | SEPD | Consumer Transformation | Quoich | 0 | 0 | 0 | 0 | 0 | 0 | 0 | 0 | 0 | 0 | 0 | 0 | 0 | 0 | 0 | 0 | 0 | 0 | 0 | 0 | 0 | 0 | 0 | 0 | 0 | 0 | 0 | 0 | 0 | 0 | 0 | 0
Lct_BB001 | Number | SEPD | Consumer Transformation | Quoich | 0.1872 | 0.325 | 0.6011 | 1.2099 | 1.9093 | 2.8656 | 5.2249 | 7.6622 | 10.1071 | 12.5435 | 14.9845 | 17.4196 | 21.3201 | 25.5192 | 29.703 | 33.7098 | 37.4453 | 40.6841 | 43.3269 | 45.3618 | 46.9126 | 48.044 | 48.7662 | 48.7766 | 48.6556 | 48.3655 | 46.6837 | 46.367 | 45.9322 | 45.2434 | 44.4481 | 43.5686
Lct_BB003 | Number | SEPD | Consumer Transformation | Quoich | 0 | 0 | 0 | 0 | 0 | 0 | 0 | 0 | 0 | 0 | 0 | 0 | 0 | 0 | 0 | 0 | 0 | 0 | 0 | 0 | 0 | 0 | 0 | 0 | 0 | 0 | 0 | 0 | 0 | 0 | 0 | 0
Lct_BB005 | Number | SEPD | Consumer Transformation | Quoich | 4.419 | 4.5269 | 4.5615 | 4.82 | 5.8131 | 7.4632 | 9.4322 | 11.0698 | 12.7343 | 15.8772 | 19.705 | 23.0139 | 23.9895 | 24.9668 | 25.9396 | 26.9062 | 27.8635 | 27.97 | 28.1126 | 28.2887 | 28.4927 | 28.725 | 28.7824 | 28.8401 | 29.1785 | 29.5206 | 29.8816 | 29.8816 | 29.8816 | 29.8816 | 29.8816 | 29.8816
Lct_BB006 | Number | SEPD | Consumer Transformation | Quoich | 0 | 0 | 0 | 0 | 0 | 0 | 0 | 0 | 0 | 0 | 0 | 0 | 0 | 0 | 0 | 0 | 0 | 0 | 0 | 0 | 0 | 0 | 0 | 0 | 0 | 0 | 0 | 0 | 0 | 0 | 0 | 0
Lct_BB007 | Number | SEPD | Consumer Transformation | Quoich | 0 | 0 | 0 | 0 | 0 | 0 | 0 | 0 | 0 | 0 | 0 | 0 | 0 | 0 | 0 | 0 | 0 | 0 | 0 | 0 | 0 | 0 | 0 | 0 | 0 | 0 | 0 | 0 | 0 | 0 | 0 | 0
Lct_BB008 | Number | SEPD | Consumer Transformation | Quoich | 0 | 0 | 0 | 0 | 0 | 0 | 0 | 0 | 0 | 0 | 0 | 0 | 0 | 0 | 0 | 0 | 0 | 0 | 0 | 0 | 0 | 0 | 0 | 0 | 0 | 0 | 0 | 0 | 0 | 0 | 0 | 0
Lct_BB010b | MW | SEPD | Consumer Transformation | Quoich | 0 | 0 | 0 | 0.0028 | 0.0056 | 0.014 | 0.0196 | 0.0378 | 0.0504 | 0.056 | 0.0686 | 0.0742 | 0.105 | 0.1148 | 0.196 | 0.2198 | 0.2324 | 0.2324 | 0.2324 | 0.2324 | 0.2324 | 0.2324 | 0.2324 | 0.2324 | 0.2324 | 0.2324 | 0.2324 | 0.2324 | 0.2324 | 0.2324 | 0.2324 | 0.2324
Lct_BB011b | MW | SEPD | Consumer Transformation | Quoich | 0 | 0 | 0.00036 | 0.00079 | 0.00122 | 0.00174 | 0.00234 | 0.003 | 0.00375 | 0.00457 | 0.00546 | 0.00642 | 0.00774 | 0.00906 | 0.01031 | 0.01143 | 0.01239 | 0.01314 | 0.01366 | 0.01396 | 0.01412 | 0.01412 | 0.01412 | 0.01412 | 0.01412 | 0.01412 | 0.01412 | 0.01412 | 0.01412 | 0.01412 | 0.01412 | 0.01412
Lct_BB012b | MW | SEPD | Consumer Transformation | Quoich | 0 | 0.0004 | 0.00076 | 0.00154 | 0.00213 | 0.0028 | 0.00353 | 0.00413 | 0.00477 | 0.00544 | 0.00611 | 0.00666 | 0.00773 | 0.00874 | 0.00961 | 0.01028 | 0.01077 | 0.01101 | 0.01103 | 0.01103 | 0.01103 | 0.01103 | 0.01103 | 0.01103 | 0.01103 | 0.01103 | 0.01103 | 0.01103 | 0.01103 | 0.01103 | 0.01103 | 0.01103
Lct_BB013b | MW | SEPD | Consumer Transformation | Quoich | 0 | 0.0012 | 0.00237 | 0.0049 | 0.00682 | 0.00887 | 0.01262 | 0.01849 | 0.02486 | 0.02793 | 0.03102 | 0.03453 | 0.03861 | 0.04256 | 0.0463 | 0.04958 | 0.05238 | 0.05454 | 0.05606 | 0.05692 | 0.05732 | 0.05752 | 0.05752 | 0.05752 | 0.05752 | 0.05772 | 0.05772 | 0.05772 | 0.05772 | 0.05772 | 0.05772 | 0.05772
Lct_BB014 | Number | SEPD | Consumer Transformation | Quoich | 0 | 0 | 0 | 0 | 0 | 0 | 0 | 0 | 0 | 0 | 0 | 0 | 0 | 0 | 0 | 0 | 0 | 0 | 0 | 0 | 0 | 0 | 0 | 0 | 0 | 0 | 0 | 0 | 0 | 0 | 0 | 0
Other generation | MW | SEPD | Consumer Transformation | Quoich | 0 | 0 | 0 | 0 | 0 | 0 | 0 | 0 | 0 | 0 | 0 | 0 | 0 | 0 | 0 | 0 | 0 | 0 | 0 | 0 | 0 | 0 | 0 | 0 | 0 | 0 | 0 | 0 | 0 | 0 | 0 | 0
Srg_BB001 | MW | SEPD | Consumer Transformation | Quoich | 0 | 0 | 0 | 0 | 0 | 0 | 0 | 0.13179 | 0.26358 | 0.39538 | 0.52721 | 0.65912 | 1.2127 | 1.7662 | 2.3198 | 2.8734 | 3.4271 | 3.7596 | 4.0922 | 4.4248 | 4.7574 | 5.0902 | 5.2731 | 5.456 | 5.6389 | 5.8218 | 6.0047 | 6.0816 | 6.1585 | 6.2354 | 6.3123 | 6.3891
Srg_BB002 | MW | SEPD | Consumer Transformation | Quoich | 0 | 0 | 7.6457e-07 | 1.5439e-06 | 2.3599e-06 | 3.2634e-06 | 4.2447e-06 | 1.3309e-05 | 2.0373e-05 | 2.8329e-05 | 3.6964e-05 | 4.65e-05 | 5.0172e-05 | 5.372e-05 | 5.7029e-05 | 6.0136e-05 | 6.3497e-05 | 6.9744e-05 | 7.6648e-05 | 8.4261e-05 | 9.2543e-05 | 0.00010152 | 0.00011776 | 0.00013558 | 0.00015492 | 0.00017568 | 0.00019631 | 0.00021816 | 0.00024124 | 0.00026557 | 0.00029116 | 0.000318
Data centres (MW) | MW | SEPD | Consumer Transformation | Rannoch | 0 | 0 | 0 | 0 | 0 | 0 | 0 | 0 | 0 | 0 | 0 | 0 | 0 | 0 | 0 | 0 | 0 | 0 | 0 | 0 | 0 | 0 | 0 | 0 | 0 | 0 | 0 | 0 | 0 | 0 | 0 | 0
Dem_BB001a | Number of homes (cumulative) | SEPD | Consumer Transformation | Rannoch | 0 | 0 | 0 | 0 | 0 | 0 | 0 | 0 | 0 | 0 | 0 | 0 | 0 | 0 | 0 | 0 | 0 | 0.1187 | 0.2484 | 0.36268 | 0.46625 | 0.63408 | 0.72715 | 0.80362 | 0.86518 | 0.91409 | 0.95417 | 0.98686 | 1.0134 | 1.0326 | 1.0454 | 1.0515
Dem_BB002b | Floorspace (m2) (cumulative) | SEPD | Consumer Transformation | Rannoch | 0 | 0 | 0 | 0 | 0 | 0 | 0 | 0 | 0 | 0 | 0 | 0 | 0 | 0 | 0 | 0 | 0 | 0 | 0 | 0 | 0 | 0 | 0 | 0 | 0 | 0 | 0 | 0 | 0 | 0 | 0 | 0
Domestic direct electric heating | Number | SEPD | Consumer Transformation | Rannoch | 136.5901 | 136.5899 | 136.59 | 134.5051 | 132.1133 | 128.7831 | 123.1459 | 119.4737 | 115.8123 | 113.2945 | 110.4656 | 107.7784 | 107.3806 | 106.9067 | 106.7221 | 106.1225 | 105.5294 | 104.9435 | 104.3647 | 103.7931 | 103.2287 | 102.6701 | 102.1979 | 101.7306 | 101.2664 | 100.8061 | 100.3498 | 99.8962 | 99.4475 | 99.0017 | 98.5607 | 98.1225
Gas: Hydrogen peaking | MW | SEPD | Consumer Transformation | Rannoch | 0 | 0 | 0 | 0 | 0 | 0 | 0 | 0 | 0 | 0 | 0 | 0 | 0 | 0 | 0 | 0 | 0 | 0 | 0 | 0 | 0 | 0 | 0 | 0 | 0 | 0 | 0 | 0 | 0 | 0 | 0 | 0
Gen_BB001 | MW | SEPD | Consumer Transformation | Rannoch | 0 | 0 | 0 | 0 | 0 | 0 | 0 | 0 | 0 | 0 | 0 | 0 | 0 | 0 | 0 | 0 | 0 | 0 | 0 | 0 | 0 | 0 | 0 | 0 | 0 | 0 | 0 | 0 | 0 | 0 | 0 | 0
Gen_BB004 | MW | SEPD | Consumer Transformation | Rannoch | 0 | 0 | 0 | 0 | 0 | 0 | 0 | 0 | 0 | 0 | 0 | 0 | 0 | 0 | 0 | 0 | 0 | 0 | 0 | 0 | 0 | 0 | 0 | 0 | 0 | 0 | 0 | 0 | 0 | 0 | 0 | 0
Gen_BB005 | MW | SEPD | Consumer Transformation | Rannoch | 0 | 0 | 0 | 0 | 0 | 0 | 0 | 0 | 0 | 0 | 0 | 0 | 0 | 0 | 0 | 0 | 0 | 0 | 0 | 0 | 0 | 0 | 0 | 0 | 0 | 0 | 0 | 0 | 0 | 0 | 0 | 0
Gen_BB006 | MW | SEPD | Consumer Transformation | Rannoch | 0 | 0 | 0 | 0 | 0 | 0 | 0 | 0 | 0 | 0 | 0 | 0 | 0 | 0 | 0 | 0 | 0 | 0 | 0 | 0 | 0 | 0 | 0 | 0 | 0 | 0 | 0 | 0 | 0 | 0 | 0 | 0
Gen_BB008 | MW | SEPD | Consumer Transformation | Rannoch | 0 | 0 | 0 | 0 | 0 | 0 | 0 | 0 | 0 | 0 | 0 | 0 | 0 | 0 | 0 | 0 | 0 | 0 | 0 | 0 | 0 | 0 | 0 | 0 | 0 | 0 | 0 | 0 | 0 | 0 | 0 | 0
Gen_BB010 | MW | SEPD | Consumer Transformation | Rannoch | 0 | 0 | 0 | 0 | 0 | 0 | 0 | 0 | 0 | 0 | 0 | 0 | 0 | 0 | 0 | 0 | 0 | 0 | 0 | 0 | 0 | 0 | 0 | 0 | 0 | 0 | 0 | 0 | 0 | 0 | 0 | 0
Gen_BB011 | MW | SEPD | Consumer Transformation | Rannoch | 0 | 0 | 0 | 0 | 0 | 0 | 0 | 0 | 0 | 0 | 0 | 0 | 0 | 0 | 0 | 0 | 0 | 0 | 0 | 0 | 0 | 0 | 0 | 0 | 0 | 0 | 0 | 0 | 0 | 0 | 0 | 0
Gen_BB012 | MW | SEPD | Consumer Transformation | Rannoch | 0 | 0.00016259 | 0.00046433 | 0.00090464 | 0.0015041 | 0.0020506 | 0.0027566 | 0.0035968 | 0.004363 | 0.0050756 | 0.0058147 | 0.0065461 | 0.0072821 | 0.0079969 | 0.0086965 | 0.0093845 | 0.0097749 | 0.010138 | 0.01048 | 0.010803 | 0.011109 | 0.011402 | 0.011686 | 0.011963 | 0.012233 | 0.012456 | 0.012676 | 0.012893 | 0.013106 | 0.013317 | 0.013524 | 0.013728
Gen_BB013 | MW | SEPD | Consumer Transformation | Rannoch | 0.054199 | 0.054707 | 0.055657 | 0.05713 | 0.05926 | 0.061357 | 0.064258 | 0.067982 | 0.071622 | 0.075191 | 0.079077 | 0.083084 | 0.087248 | 0.091399 | 0.095553 | 0.099707 | 0.10089 | 0.10208 | 0.10327 | 0.10445 | 0.10563 | 0.1068 | 0.1094 | 0.11201 | 0.11463 | 0.11706 | 0.11949 | 0.12194 | 0.12439 | 0.12684 | 0.1293 | 0.13176
Gen_BB014 | MW | SEPD | Consumer Transformation | Rannoch | 0 | 0 | 0 | 0 | 0 | 0 | 0 | 0 | 0 | 0 | 0 | 0 | 0 | 0 | 0 | 0 | 0 | 0 | 0 | 0 | 0 | 0 | 0 | 0 | 0 | 0 | 0 | 0 | 0 | 0 | 0 | 0
Gen_BB015 | MW | SEPD | Consumer Transformation | Rannoch | 0 | 0 | 0 | 0 | 0 | 0 | 0 | 0 | 0 | 0.021109 | 0.045927 | 0.080063 | 0.11225 | 0.15347 | 0.18696 | 0.22149 | 0.25701 | 0.29484 | 0.33515 | 0.37808 | 0.42086 | 0.46465 | 0.50766 | 0.54772 | 0.58596 | 0.62195 | 0.65723 | 0.6921 | 0.72634 | 0.76198 | 0.79677 | 0.83288
Gen_BB016 | MW | SEPD | Consumer Transformation | Rannoch | 0.0033802 | 0.0033802 | 0.0034118 | 0.003467 | 0.0035621 | 0.0039628 | 0.0042789 | 0.0048916 | 0.0060161 | 0.0078607 | 0.010906 | 0.014244 | 0.018117 | 0.021767 | 0.025363 | 0.029893 | 0.033477 | 0.037048 | 0.043172 | 0.049195 | 0.055115 | 0.060927 | 0.06663 | 0.072221 | 0.077695 | 0.083053 | 0.08829 | 0.093578 | 0.09892 | 0.10431 | 0.10976 | 0.11527
Gen_BB017 | MW | SEPD | Consumer Transformation | Rannoch | 0 | 0 | 0 | 0 | 0 | 0 | 0 | 0 | 0 | 0 | 0 | 0 | 0 | 0 | 0 | 0 | 0 | 0 | 0 | 0 | 0 | 0 | 0 | 0 | 0 | 0 | 0 | 0 | 0 | 0 | 0 | 0
Gen_BB018 | MW | SEPD | Consumer Transformation | Rannoch | 9.85 | 10.84 | 18.03 | 18.03 | 18.0361 | 18.1222 | 18.148 | 18.1869 | 18.2258 | 18.2672 | 18.306 | 18.3474 | 18.3863 | 18.4252 | 18.464 | 18.5054 | 18.5443 | 18.579 | 18.6123 | 18.6469 | 18.6778 | 18.7102 | 18.7365 | 18.7594 | 18.7842 | 18.8083 | 18.8343 | 18.8572 | 18.8796 | 18.9042 | 18.9283 | 18.9495
Hydrogen electrolysis | MW | SEPD | Consumer Transformation | Rannoch | 0 | 0 | 0 | 0 | 0 | 0 | 0 | 0 | 0 | 0 | 0 | 0 | 0 | 0 | 0 | 0 | 0 | 0 | 0 | 0 | 0 | 0 | 0 | 0 | 0 | 0 | 0 | 0 | 0 | 0 | 0 | 0
Lct_BB001 | Number | SEPD | Consumer Transformation | Rannoch | 1.7573 | 2.9349 | 6.2677 | 12.6276 | 20.2579 | 30.7024 | 54.2527 | 80.9021 | 108.8854 | 138.1689 | 169.0543 | 201.9184 | 249.5902 | 304.3373 | 362.8111 | 423.468 | 485.6424 | 546.3693 | 603.6941 | 656.0456 | 703.1187 | 744.1002 | 778.4327 | 803.0951 | 823.2762 | 835.2406 | 824.8241 | 825.1892 | 823.6088 | 818.8946 | 812.4658 | 804.3852
Lct_BB003 | Number | SEPD | Consumer Transformation | Rannoch | 0 | 0 | 0 | 0 | 0 | 0 | 0 | 0 | 0 | 0 | 2.2505 | 4.5931 | 6.6269 | 8.3448 | 9.9942 | 11.5663 | 13.0492 | 14.4136 | 15.6432 | 16.7312 | 17.6829 | 18.5909 | 19.3531 | 19.9693 | 20.6076 | 21.4878 | 21.9455 | 22.1629 | 22.3505 | 22.5152 | 22.6598 | 22.7062
Lct_BB005 | Number | SEPD | Consumer Transformation | Rannoch | 5.666 | 7.1222 | 7.6217 | 11.3519 | 22.9464 | 39.2622 | 58.3574 | 76.1877 | 95.5268 | 127.0211 | 164.6292 | 196.7151 | 206.3854 | 216.0033 | 225.5411 | 234.8924 | 244.1535 | 245.3043 | 246.7455 | 248.4474 | 250.4257 | 252.6397 | 253.8101 | 254.9832 | 258.7584 | 262.624 | 266.5485 | 267.1485 | 267.7485 | 268.3485 | 268.9485 | 269.5485
Lct_BB006 | Number | SEPD | Consumer Transformation | Rannoch | 0 | 0 | 0 | 0 | 0 | 0 | 0 | 0 | 0 | 0 | 0 | 0 | 0 | 0 | 0 | 0 | 0 | 0 | 0 | 0 | 0 | 0 | 0 | 0 | 0 | 0 | 0 | 0 | 0 | 0 | 0 | 0
Lct_BB007 | Number | SEPD | Consumer Transformation | Rannoch | 0 | 0 | 0 | 0 | 0 | 0 | 0 | 0 | 0 | 0 | 0 | 0 | 0 | 0 | 0 | 0 | 0 | 0 | 0 | 0 | 0 | 0 | 0 | 0 | 0 | 0 | 0 | 0 | 0 | 0 | 0 | 0
Lct_BB008 | Number | SEPD | Consumer Transformation | Rannoch | 0 | 0 | 0 | 0 | 0 | 0 | 0 | 0 | 0 | 0 | 0 | 0 | 0 | 0 | 0 | 0 | 0 | 0 | 0 | 0 | 0 | 0 | 0 | 0 | 0 | 0 | 0 | 0 | 0 | 0 | 0 | 0
Lct_BB010b | MW | SEPD | Consumer Transformation | Rannoch | 0.007 | 0.007 | 0.0238 | 0.0336 | 0.0672 | 0.1176 | 0.203 | 0.3388 | 0.427 | 0.5124 | 0.5964 | 0.7 | 0.882 | 1.0248 | 1.4686 | 1.7514 | 2.0398 | 2.121 | 2.1728 | 2.212 | 2.2288 | 2.2344 | 2.2344 | 2.2344 | 2.2344 | 2.2344 | 2.2344 | 2.2344 | 2.2344 | 2.2344 | 2.2344 | 2.2344
Lct_BB011b | MW | SEPD | Consumer Transformation | Rannoch | 0 | 0.0006 | 0.00422 | 0.01007 | 0.01595 | 0.02294 | 0.03348 | 0.04852 | 0.06644 | 0.08041 | 0.09544 | 0.11303 | 0.13019 | 0.14722 | 0.1635 | 0.17818 | 0.19093 | 0.20118 | 0.20875 | 0.21364 | 0.21639 | 0.2176 | 0.21832 | 0.21898 | 0.21988 | 0.2212 | 0.22129 | 0.22129 | 0.22129 | 0.22129 | 0.22129 | 0.22129
Lct_BB012b | MW | SEPD | Consumer Transformation | Rannoch | 0.549 | 0.5534 | 0.55735 | 0.56519 | 0.57064 | 0.57626 | 0.58166 | 0.59 | 0.59967 | 0.61068 | 0.62297 | 0.63571 | 0.6552 | 0.67539 | 0.69528 | 0.71395 | 0.73102 | 0.74555 | 0.7572 | 0.76662 | 0.77433 | 0.78048 | 0.78521 | 0.7875 | 0.78989 | 0.79303 | 0.79802 | 0.79802 | 0.79802 | 0.79802 | 0.79802 | 0.79802
Lct_BB013b | MW | SEPD | Consumer Transformation | Rannoch | 0 | 0.001 | 0.00197 | 0.00408 | 0.00568 | 0.00739 | 0.01051 | 0.01539 | 0.02069 | 0.02325 | 0.02582 | 0.02874 | 0.03214 | 0.03543 | 0.03854 | 0.04127 | 0.0436 | 0.04539 | 0.04665 | 0.04736 | 0.0477 | 0.04787 | 0.04787 | 0.04787 | 0.04787 | 0.04804 | 0.04804 | 0.04804 | 0.04804 | 0.04804 | 0.04804 | 0.04804
Lct_BB014 | Number | SEPD | Consumer Transformation | Rannoch | 0.24188 | 0.24374 | 0.27384 | 0.3109 | 0.35161 | 0.3975 | 0.45014 | 0.40242 | 0.45041 | 0.50413 | 0.56362 | 0.63123 | 0.53459 | 0.60222 | 0.67978 | 0.76715 | 0.8653 | 1.294 | 1.394 | 1.5041 | 1.6266 | 1.7613 | 1.9723 | 2.1425 | 2.3208 | 2.5271 | 2.755 | 3.1063 | 3.5013 | 3.9476 | 4.4497 | 5.0152
Other generation | MW | SEPD | Consumer Transformation | Rannoch | 0 | 0 | 0 | 0 | 0 | 0 | 0 | 0 | 0 | 0 | 0 | 0 | 0 | 0 | 0 | 0 | 0 | 0 | 0 | 0 | 0 | 0 | 0 | 0 | 0 | 0 | 0 | 0 | 0 | 0 | 0 | 0
Srg_BB001 | MW | SEPD | Consumer Transformation | Rannoch | 0 | 0 | 0 | 0 | 0 | 0 | 0 | 0 | 0 | 3.1442e-05 | 9.3241e-05 | 0.00029763 | 0.0003521 | 0.00044238 | 0.00056674 | 0.00071997 | 0.0011023 | 0.0017265 | 0.0024648 | 0.0032903 | 0.0042493 | 0.0053312 | 0.0057131 | 0.0061227 | 0.0065405 | 0.0069807 | 0.0074309 | 0.0076977 | 0.0079677 | 0.0082396 | 0.0085249 | 0.0088098
Srg_BB002 | MW | SEPD | Consumer Transformation | Rannoch | 0 | 0 | 0.00010723 | 0.0002194 | 0.00034122 | 0.00048082 | 0.00063952 | 0.0021896 | 0.0034611 | 0.0049635 | 0.0066769 | 0.0086633 | 0.0094657 | 0.010277 | 0.011067 | 0.011841 | 0.01258 | 0.013818 | 0.015066 | 0.016331 | 0.017609 | 0.018902 | 0.021098 | 0.023371 | 0.025711 | 0.028126 | 0.030438 | 0.0328 | 0.035213 | 0.037676 | 0.040187 | 0.042745
Data centres (MW) | MW | SEPD | Consumer Transformation | Redmoss | 0 | 0 | 0 | 0 | 0 | 0 | 0 | 0 | 0 | 0 | 0 | 0 | 0 | 0 | 0 | 0 | 0 | 0 | 0 | 0 | 0 | 0 | 0 | 0 | 0 | 0 | 0 | 0 | 0 | 0 | 0 | 0
Dem_BB001a | Number of homes (cumulative) | SEPD | Consumer Transformation | Redmoss | 0 | 117.126 | 417.4562 | 642.4697 | 901.5059 | 1113.5052 | 1321.8688 | 1517.3211 | 1712.7237 | 1919.2076 | 2138.593 | 2369.2096 | 2593.2096 | 2805.2096 | 2967.2096 | 3110.2096 | 3244.2096 | 3372.5476 | 3505.0096 | 3628.2979 | 3744.4654 | 3851.4673 | 3911.0229 | 3957.4794 | 3992.8469 | 4021.1389 | 4045.3782 | 4065.5734 | 4081.7315 | 4093.8465 | 4101.9228 | 4105.959
Dem_BB002b | Floorspace (m2) (cumulative) | SEPD | Consumer Transformation | Redmoss | 0 | 9919.98 | 10146.724 | 10372.838 | 10599.402 | 10826.416 | 11053.88 | 19655.95 | 28974.6867 | 47610.09 | 59078.8267 | 78464.23 | 89970.29 | 95426 | 100881.63 | 106337.18 | 118276.4333 | 122894.95 | 126080.1333 | 128548.65 | 129700.5 | 130301.98 | 130903.09 | 131503.83 | 132104.2 | 132104.2 | 132104.2 | 132104.2 | 132104.2 | 132104.2 | 132104.2 | 132104.2
Domestic direct electric heating | Number | SEPD | Consumer Transformation | Redmoss | 1196.0866 | 1208.8345 | 1241.3437 | 1289.2531 | 1318.6707 | 1330.2557 | 1347.5954 | 1281.4422 | 1216.1812 | 1171.9904 | 1116.5822 | 1057.982 | 975.0967 | 938.4918 | 916.5274 | 915.7055 | 914.5393 | 913.7182 | 912.8444 | 911.4039 | 909.5775 | 907.1055 | 901.6713 | 895.3564 | 888.1959 | 880.4969 | 872.5249 | 864.2001 | 856.3457 | 848.7046 | 841.545 | 834.2043
Gas: Hydrogen peaking | MW | SEPD | Consumer Transformation | Redmoss | 0 | 0 | 0 | 0 | 0 | 0 | 0 | 0 | 0 | 0 | 0 | 0 | 0 | 0 | 0 | 0 | 0 | 0 | 0 | 0 | 0 | 0 | 0 | 0 | 0 | 0 | 0 | 0 | 0 | 0 | 0 | 0
Gen_BB001 | MW | SEPD | Consumer Transformation | Redmoss | 0 | 0 | 0 | 0 | 0 | 0 | 0 | 0 | 0 | 0 | 0 | 0 | 0 | 0 | 0 | 0 | 0 | 0 | 0 | 0 | 0 | 0 | 0 | 0 | 0 | 0 | 0 | 0 | 0 | 0 | 0 | 0
Gen_BB004 | MW | SEPD | Consumer Transformation | Redmoss | 0 | 0 | 0 | 0 | 0 | 0 | 0 | 0 | 0 | 0 | 0 | 0 | 0 | 0 | 0 | 0 | 0 | 0 | 0 | 0 | 0 | 0 | 0 | 0 | 0 | 0 | 0 | 0 | 0 | 0 | 0 | 0
Gen_BB005 | MW | SEPD | Consumer Transformation | Redmoss | 0 | 0 | 0 | 0 | 0 | 0 | 0 | 0 | 0 | 0 | 0 | 0 | 0 | 0 | 0 | 0 | 0 | 0 | 0 | 0 | 0 | 0 | 0 | 0 | 0 | 0 | 0 | 0 | 0 | 0 | 0 | 0
Gen_BB006 | MW | SEPD | Consumer Transformation | Redmoss | 0 | 0 | 0 | 0 | 0 | 0 | 0 | 0 | 0 | 0 | 0 | 0 | 0 | 0 | 0 | 0 | 0 | 0 | 0 | 0 | 0 | 0 | 0 | 0 | 0 | 0 | 0 | 0 | 0 | 0 | 0 | 0
Gen_BB008 | MW | SEPD | Consumer Transformation | Redmoss | 0 | 0 | 0 | 0 | 0 | 0 | 0 | 0 | 0 | 0 | 0 | 0 | 0 | 0 | 0 | 0 | 0 | 0 | 0 | 0 | 0 | 0 | 0 | 0 | 0 | 0 | 0 | 0 | 0 | 0 | 0 | 0
Gen_BB010 | MW | SEPD | Consumer Transformation | Redmoss | 0 | 0 | 0 | 0 | 0 | 0 | 0 | 0 | 0 | 0 | 0 | 0 | 0 | 0 | 0 | 0 | 0 | 0 | 0 | 0 | 0 | 0 | 0 | 0 | 0 | 0 | 0 | 0 | 0 | 0 | 0 | 0
Gen_BB011 | MW | SEPD | Consumer Transformation | Redmoss | 0 | 0 | 0 | 0 | 0 | 0 | 0 | 0 | 0 | 0 | 0 | 0 | 0 | 0 | 0 | 0 | 0 | 0 | 0 | 0 | 0 | 0 | 0 | 0 | 0 | 0 | 0 | 0 | 0 | 0 | 0 | 0
Gen_BB012 | MW | SEPD | Consumer Transformation | Redmoss | 0.33914 | 0.3422 | 0.34878 | 0.36049 | 0.38049 | 0.40276 | 0.43709 | 0.48571 | 0.53682 | 0.58964 | 0.6493 | 0.71273 | 0.78024 | 0.84889 | 0.91861 | 0.98936 | 1.0395 | 1.0887 | 1.1374 | 1.1854 | 1.2329 | 1.28 | 1.3272 | 1.3742 | 1.4211 | 1.4599 | 1.4987 | 1.5374 | 1.5761 | 1.6147 | 1.6534 | 1.692
Gen_BB013 | MW | SEPD | Consumer Transformation | Redmoss | 0.96404 | 1.0426 | 1.2358 | 1.5061 | 1.907 | 2.3055 | 2.832 | 3.4772 | 4.1313 | 4.8087 | 5.5641 | 6.3746 | 7.2175 | 8.0583 | 8.8494 | 9.6245 | 10.1807 | 10.7296 | 11.28 | 11.8197 | 12.3536 | 12.8753 | 13.3473 | 13.8011 | 14.2416 | 14.6171 | 14.9865 | 15.3505 | 15.7091 | 16.0636 | 16.4127 | 16.7563
Gen_BB014 | MW | SEPD | Consumer Transformation | Redmoss | 2 | 49.6 | 49.6 | 49.6 | 49.6 | 49.6 | 49.6 | 49.6 | 49.6 | 49.6 | 49.6 | 49.6 | 49.6 | 49.6 | 49.6 | 49.6 | 49.6 | 49.6 | 49.6 | 49.6 | 49.6 | 49.6 | 49.6 | 49.6 | 49.6 | 49.6 | 49.6 | 49.6 | 49.6 | 49.6 | 49.6 | 49.6
Gen_BB015 | MW | SEPD | Consumer Transformation | Redmoss | 12.399 | 12.399 | 12.399 | 12.399 | 12.399 | 12.399 | 12.399 | 12.399 | 12.399 | 12.4146 | 12.4329 | 12.4582 | 12.4819 | 12.5124 | 17.5367 | 17.5622 | 17.5884 | 20.0164 | 20.0461 | 20.0779 | 20.1095 | 20.1418 | 20.1736 | 20.2032 | 20.2315 | 20.2581 | 20.2841 | 20.3099 | 20.3352 | 20.3615 | 20.3872 | 20.4139
Gen_BB016 | MW | SEPD | Consumer Transformation | Redmoss | 0.9025 | 0.9025 | 0.90252 | 0.90256 | 0.90263 | 0.90293 | 0.90316 | 0.90361 | 0.90445 | 0.90581 | 0.90806 | 0.91053 | 0.91339 | 0.91608 | 0.91874 | 0.92209 | 0.92474 | 0.92738 | 1.8319 | 1.8364 | 1.8407 | 1.845 | 1.8492 | 1.8534 | 1.8574 | 1.8614 | 1.8652 | 1.8691 | 1.8731 | 1.8771 | 1.8811 | 1.8852
Gen_BB017 | MW | SEPD | Consumer Transformation | Redmoss | 0 | 0 | 0 | 0 | 0 | 0 | 0 | 0 | 0 | 0 | 0 | 0 | 0 | 0 | 0 | 0 | 0 | 0 | 0 | 0 | 0 | 0 | 0 | 0 | 0 | 0 | 0 | 0 | 0 | 0 | 0 | 0
Gen_BB018 | MW | SEPD | Consumer Transformation | Redmoss | 0 | 0 | 0 | 0 | 0 | 0 | 0 | 0 | 0 | 0 | 0 | 0 | 0 | 0 | 0 | 0 | 0 | 0 | 0 | 0 | 0 | 0 | 0 | 0 | 0 | 0 | 0 | 0 | 0 | 0 | 0 | 0
Hydrogen electrolysis | MW | SEPD | Consumer Transformation | Redmoss | 0.5 | 0.5 | 0.6 | 0.6 | 0.6 | 0.7 | 0.7 | 1 | 1.5 | 1.5 | 2 | 2 | 2 | 2 | 3 | 3 | 3 | 3 | 3 | 3 | 5 | 5 | 5 | 5 | 5 | 5 | 5 | 5 | 5 | 5 | 5 | 5
Lct_BB001 | Number | SEPD | Consumer Transformation | Redmoss | 71.5555 | 119.1674 | 216.5476 | 432.7758 | 690.1939 | 1040.0172 | 1569.4716 | 2194.8175 | 2823.1842 | 3454.8228 | 4091.3529 | 4733.9355 | 5751.3317 | 6980.9019 | 8263.7361 | 9558.0601 | 10857.5 | 12086.7335 | 13208.0018 | 14194.8797 | 15056.484 | 15785.5016 | 16376.8802 | 16758.0059 | 17053.0026 | 17162.0087 | 16933.6158 | 16970.502 | 16958.8056 | 16852.3024 | 16705.6684 | 16514.9373
Lct_BB003 | Number | SEPD | Consumer Transformation | Redmoss | 0 | 0 | 0 | 2.1813 | 5.2904 | 9.4224 | 15.1188 | 23.7899 | 47.2125 | 61.982 | 84.434 | 114.2554 | 143.7541 | 170.3602 | 196.4751 | 221.3588 | 244.8238 | 266.2152 | 285.3113 | 301.649 | 315.7232 | 329.1227 | 339.794 | 348.8137 | 358.2623 | 370.4268 | 377.8209 | 380.425 | 382.6843 | 384.678 | 386.4377 | 387.0409
Lct_BB005 | Number | SEPD | Consumer Transformation | Redmoss | 19.625 | 45.0043 | 74.3654 | 203.9098 | 436.9775 | 801.8941 | 1156.2362 | 1622.8685 | 2132.0028 | 2717.8512 | 3411.4307 | 4106.9116 | 4761.981 | 5411.6281 | 6035.251 | 6648.0465 | 7266.8571 | 7765.6784 | 8266.1509 | 8766.0346 | 9267.5027 | 9767.0129 | 10103.6923 | 10434.4602 | 10719.5767 | 11003.0277 | 11285.5985 | 11327.5985 | 11367.1985 | 11404.9985 | 11440.3985 | 11473.3985
Lct_BB006 | Number | SEPD | Consumer Transformation | Redmoss | 0 | 0 | 6.164 | 12.2488 | 18.2539 | 24.1784 | 30.0257 | 42.9926 | 55.7507 | 73.5645 | 91.0807 | 108.3019 | 168.5149 | 228.067 | 286.9596 | 345.1897 | 402.7574 | 457.6725 | 511.9479 | 565.5829 | 618.5788 | 670.9354 | 688.9253 | 706.7907 | 724.5324 | 742.1469 | 759.638 | 759.638 | 759.638 | 759.638 | 759.638 | 759.638
Lct_BB007 | Number | SEPD | Consumer Transformation | Redmoss | 41.2949 | 51.2745 | 51.861 | 86.0908 | 163.9162 | 249.9499 | 329.5782 | 411.4923 | 499.2412 | 594.1106 | 709.8709 | 813.725 | 866.9402 | 919.5555 | 971.5715 | 1022.9885 | 1073.8067 | 1099.5639 | 1125.2754 | 1150.9411 | 1176.561 | 1202.1351 | 1213.4428 | 1231.7735 | 1250.1874 | 1268.6843 | 1287.2644 | 1283.5945 | 1279.9245 | 1276.2546 | 1272.5847 | 1268.9148
Lct_BB008 | Number | SEPD | Consumer Transformation | Redmoss | 0 | 0 | 0.48989 | 0.97348 | 1.4507 | 1.9216 | 2.3862 | 3.4165 | 4.4304 | 5.4276 | 6.4082 | 7.3722 | 10.7431 | 14.077 | 17.3739 | 20.6337 | 23.8565 | 26.9307 | 29.9691 | 32.9717 | 35.9385 | 38.8695 | 39.8766 | 40.8768 | 41.87 | 42.8561 | 43.8353 | 43.8353 | 43.8353 | 43.8353 | 43.8353 | 43.8353
Lct_BB010b | MW | SEPD | Consumer Transformation | Redmoss | 0.364 | 0.73908 | 1.225 | 2.2264 | 3.3925 | 5.0133 | 7.3436 | 9.7011 | 12.1237 | 14.5512 | 16.9764 | 19.5566 | 24.7961 | 32.4579 | 39.9318 | 45.4548 | 49.1682 | 50.9769 | 52.622 | 53.3065 | 53.7547 | 54.078 | 54.1841 | 54.1841 | 54.1841 | 54.1841 | 54.3083 | 54.3083 | 54.3083 | 54.3083 | 54.3083 | 54.3083
Lct_BB011b | MW | SEPD | Consumer Transformation | Redmoss | 0.146 | 0.2058 | 0.27012 | 0.44006 | 0.6089 | 0.81255 | 1.1173 | 1.5477 | 2.0623 | 2.4685 | 2.9055 | 3.4125 | 3.9119 | 4.4066 | 4.8793 | 5.305 | 5.676 | 5.9724 | 6.1901 | 6.3293 | 6.4104 | 6.4488 | 6.4691 | 6.4876 | 6.513 | 6.5504 | 6.5531 | 6.5531 | 6.5531 | 6.5531 | 6.5531 | 6.5531
Lct_BB012b | MW | SEPD | Consumer Transformation | Redmoss | 0.116 | 0.149 | 0.18262 | 0.25906 | 0.32766 | 0.40922 | 0.51188 | 0.62449 | 0.75116 | 0.87311 | 1.0048 | 1.1404 | 1.3318 | 1.5246 | 1.7086 | 1.8746 | 2.0195 | 2.1344 | 2.2174 | 2.2743 | 2.3119 | 2.3326 | 2.3386 | 2.3409 | 2.3434 | 2.3467 | 2.3521 | 2.3521 | 2.3521 | 2.3521 | 2.3521 | 2.3521
Lct_BB013b | MW | SEPD | Consumer Transformation | Redmoss | 0 | 0 | 0 | 0 | 0 | 0 | 0 | 0 | 0 | 0 | 0 | 0 | 0 | 0 | 0 | 0 | 0 | 0 | 0 | 0 | 0 | 0 | 0 | 0 | 0 | 0 | 0 | 0 | 0 | 0 | 0 | 0
Lct_BB014 | Number | SEPD | Consumer Transformation | Redmoss | 20.6115 | 20.7697 | 23.3347 | 26.4929 | 29.9621 | 33.8722 | 38.3577 | 53.4601 | 59.8359 | 66.9723 | 74.8758 | 83.8579 | 110.7723 | 124.7858 | 140.8585 | 158.963 | 179.2991 | 268.1393 | 288.8477 | 311.6576 | 337.0489 | 364.9612 | 406.2455 | 441.2919 | 478.0238 | 520.5106 | 567.4558 | 639.8089 | 721.1788 | 813.0978 | 916.5253 | 1032.9934
Other generation | MW | SEPD | Consumer Transformation | Redmoss | 0 | 0 | 0 | 0 | 0 | 0 | 0 | 0 | 0 | 0 | 0 | 0 | 0 | 0 | 0 | 0 | 0 | 0 | 0 | 0 | 0 | 0 | 0 | 0 | 0 | 0 | 0 | 0 | 0 | 0 | 0 | 0
Srg_BB001 | MW | SEPD | Consumer Transformation | Redmoss | 0 | 0.33969 | 0.3862 | 0.43322 | 0.48013 | 0.52865 | 0.58459 | 1.2089 | 1.2605 | 1.313 | 1.3637 | 1.4295 | 1.8649 | 2.3179 | 2.7916 | 3.282 | 3.8028 | 4.0802 | 4.3676 | 4.6628 | 4.9682 | 5.2827 | 5.5527 | 5.8226 | 6.0918 | 6.3609 | 6.6295 | 6.6374 | 6.6449 | 6.6522 | 6.6595 | 6.6665
Srg_BB002 | MW | SEPD | Consumer Transformation | Redmoss | 0 | 0 | 0.0022264 | 0.0048738 | 0.0082224 | 0.012553 | 0.018193 | 0.081357 | 0.13897 | 0.21312 | 0.30451 | 0.41787 | 0.46648 | 0.5182 | 0.57084 | 0.62444 | 0.6774 | 0.76894 | 0.86396 | 0.96313 | 1.0659 | 1.1726 | 1.3583 | 1.555 | 1.7619 | 1.9792 | 2.1907 | 2.4103 | 2.638 | 2.8739 | 3.1179 | 3.37
Data centres (MW) | MW | SEPD | Consumer Transformation | Shetland | 0 | 0 | 0 | 0 | 0 | 0 | 0 | 0 | 0 | 0 | 0 | 0 | 0 | 0 | 0 | 0 | 0 | 0 | 0 | 0 | 0 | 0 | 0 | 0 | 0 | 0 | 0 | 0 | 0 | 0 | 0 | 0
Dem_BB001a | Number of homes (cumulative) | SEPD | Consumer Transformation | Shetland | 0 | 125.0557 | 166.1799 | 201.1978 | 229.2233 | 244.2365 | 259.2743 | 271.2835 | 281.2835 | 291.2835 | 332.2835 | 373.2835 | 416.2835 | 460.2835 | 507.2835 | 549.2835 | 593.2835 | 636.4442 | 661.7124 | 685.8299 | 709.8427 | 730.7691 | 747.2829 | 760.7049 | 770.0448 | 777.3148 | 781.536 | 783.7165 | 783.8628 | 783.969 | 784.0396 | 784.0731
Dem_BB002b | Floorspace (m2) (cumulative) | SEPD | Consumer Transformation | Shetland | 0 | 118724.7 | 213704.46 | 299450.0767 | 391791.51 | 454830.76 | 521474.3267 | 589083.8833 | 660297.7567 | 735115.9467 | 818480.6533 | 905861.5267 | 990662.75 | 1068926.8333 | 1147602.7667 | 1178496.55 | 1205786.0167 | 1229471.1667 | 1249552 | 1265616.6667 | 1277665.1667 | 1285697.5 | 1289713.6667 | 1289713.6667 | 1289713.6667 | 1289713.6667 | 1289713.6667 | 1289713.6667 | 1289713.6667 | 1289713.6667 | 1289713.6667 | 1289713.6667
Domestic direct electric heating | Number | SEPD | Consumer Transformation | Shetland | 8847.5957 | 8861.105 | 8865.5266 | 8889.0373 | 8900.2515 | 8909.4131 | 8927.257 | 8920.885 | 8915.3646 | 8275.7002 | 7991.1113 | 7719.0832 | 7668.0768 | 7617.3512 | 7598.4856 | 7542.5402 | 7487.6418 | 7433.4637 | 7377.9824 | 7323.2 | 7269.2126 | 7215.8284 | 7163.2382 | 7111.0911 | 7059.2464 | 7007.8769 | 6956.919 | 6906.2419 | 6856.0762 | 6806.3611 | 6757.284 | 6708.6359
Gas: Hydrogen peaking | MW | SEPD | Consumer Transformation | Shetland | 0 | 0 | 0 | 0 | 0 | 0 | 0 | 0 | 0 | 0 | 0 | 0 | 0 | 0 | 0 | 0 | 0 | 0 | 0 | 0 | 0 | 0 | 0 | 0 | 0 | 0 | 0 | 0 | 0 | 0 | 0 | 0
Gen_BB001 | MW | SEPD | Consumer Transformation | Shetland | 18 | 18 | 18 | 18 | 18 | 18 | 18 | 18 | 18 | 18 | 18 | 18 | 18 | 18 | 18 | 18 | 0 | 0 | 0 | 0 | 0 | 0 | 0 | 0 | 0 | 0 | 0 | 0 | 0 | 0 | 0 | 0
Gen_BB004 | MW | SEPD | Consumer Transformation | Shetland | 0 | 0 | 0 | 0 | 0 | 0 | 0 | 0 | 0 | 0 | 0 | 0 | 0 | 0 | 0 | 0 | 0 | 0 | 0 | 0 | 0 | 0 | 0 | 0 | 0 | 0 | 0 | 0 | 0 | 0 | 0 | 0
Gen_BB005 | MW | SEPD | Consumer Transformation | Shetland | 0 | 0 | 0 | 0 | 0 | 0 | 0 | 0 | 0 | 0 | 0 | 0 | 0 | 0 | 0 | 0 | 0 | 0 | 0 | 0 | 0 | 0 | 0 | 0 | 0 | 0 | 0 | 0 | 0 | 0 | 0 | 0
Gen_BB006 | MW | SEPD | Consumer Transformation | Shetland | 0 | 0 | 0 | 0 | 0 | 0 | 0 | 0 | 0 | 0 | 0 | 0 | 0 | 0 | 0 | 0 | 0 | 0 | 0 | 0 | 0 | 0 | 0 | 0 | 0 | 0 | 0 | 0 | 0 | 0 | 0 | 0
Gen_BB008 | MW | SEPD | Consumer Transformation | Shetland | 0 | 0 | 0 | 0 | 0 | 0 | 0 | 0 | 0 | 0 | 0 | 0 | 0 | 0 | 0 | 0 | 0 | 0 | 0 | 0 | 0 | 0 | 0 | 0 | 0 | 0 | 0 | 0 | 0 | 0 | 0 | 0
Gen_BB010 | MW | SEPD | Consumer Transformation | Shetland | 0 | 0 | 0 | 0 | 0 | 0 | 0 | 0 | 0 | 0 | 0 | 0 | 0 | 0 | 0 | 0 | 0 | 0 | 0 | 0 | 0 | 0 | 0 | 0 | 0 | 0 | 0 | 0 | 0 | 0 | 0 | 0
Gen_BB011 | MW | SEPD | Consumer Transformation | Shetland | 0 | 0 | 0 | 0 | 0 | 0 | 0 | 0 | 0 | 0 | 0 | 0 | 0 | 0 | 0 | 0 | 0 | 0 | 0 | 0 | 0 | 0 | 0 | 0 | 0 | 0 | 0 | 0 | 0 | 0 | 0 | 0
Gen_BB012 | MW | SEPD | Consumer Transformation | Shetland | 0.0241 | 0.024883 | 0.027097 | 0.032121 | 0.042399 | 0.055204 | 0.076474 | 0.10837 | 0.14322 | 0.18011 | 0.22251 | 0.26821 | 0.31732 | 0.36763 | 0.41902 | 0.47142 | 0.5151 | 0.55843 | 0.60182 | 0.64494 | 0.68802 | 0.73107 | 0.77443 | 0.8178 | 0.8612 | 0.89714 | 0.93312 | 0.96914 | 1.0052 | 1.0413 | 1.0775 | 1.1137
Gen_BB013 | MW | SEPD | Consumer Transformation | Shetland | 0.21292 | 0.27656 | 0.38165 | 0.541 | 0.76845 | 0.98696 | 1.2877 | 1.6694 | 2.0412 | 2.4073 | 2.8409 | 3.2917 | 3.7652 | 4.2482 | 4.745 | 5.2447 | 5.657 | 6.0695 | 6.4521 | 6.8359 | 7.2224 | 7.6098 | 8.0029 | 8.3904 | 8.774 | 9.1012 | 9.4249 | 9.7457 | 10.0638 | 10.3819 | 10.7002 | 11.0187
Gen_BB014 | MW | SEPD | Consumer Transformation | Shetland | 0 | 0 | 0 | 0 | 0 | 0 | 0 | 0 | 0 | 0 | 0 | 0 | 0 | 0 | 0 | 0 | 0 | 0 | 0 | 0 | 0 | 0 | 0 | 0 | 0 | 0 | 0 | 0 | 0 | 0 | 0 | 0
Gen_BB015 | MW | SEPD | Consumer Transformation | Shetland | 11.18 | 11.18 | 11.18 | 11.18 | 14.86 | 14.86 | 14.86 | 14.86 | 14.86 | 19.5262 | 25.0123 | 32.5581 | 39.6722 | 48.7852 | 56.1889 | 63.8209 | 74.6719 | 83.036 | 96.4456 | 105.9349 | 115.3922 | 125.0719 | 134.5788 | 143.4351 | 151.8874 | 159.8434 | 167.643 | 175.3494 | 182.9199 | 190.797 | 198.4872 | 206.4696
Gen_BB016 | MW | SEPD | Consumer Transformation | Shetland | 1.4472 | 1.4472 | 1.4542 | 1.4664 | 1.4874 | 1.576 | 1.6458 | 1.7813 | 2.0299 | 2.4376 | 3.1108 | 3.8486 | 4.7047 | 5.5116 | 6.3066 | 8.0079 | 8.8002 | 9.5896 | 10.9433 | 12.2748 | 13.5832 | 14.8681 | 16.1286 | 17.3645 | 18.5747 | 19.759 | 20.9166 | 22.0856 | 23.2664 | 24.4589 | 25.6633 | 26.8799
Gen_BB017 | MW | SEPD | Consumer Transformation | Shetland | 0.545 | 0.545 | 0.545 | 0.545 | 0.545 | 0.545 | 0.545 | 0.545 | 0.545 | 0.545 | 0.545 | 0.545 | 0.545 | 0.545 | 0.545 | 0.545 | 0.545 | 0.545 | 0.545 | 0.545 | 0.545 | 0.545 | 0.545 | 0.545 | 0.545 | 0.545 | 0.545 | 0.545 | 0.545 | 0.545 | 0.545 | 0.545
Gen_BB018 | MW | SEPD | Consumer Transformation | Shetland | 0 | 0 | 0 | 0 | 0 | 0 | 0 | 0 | 0 | 0 | 0 | 0 | 0 | 0 | 0 | 0 | 0 | 0 | 0 | 0 | 0 | 0 | 0 | 0 | 0 | 0 | 0 | 0 | 0 | 0 | 0 | 0
Hydrogen electrolysis | MW | SEPD | Consumer Transformation | Shetland | 0 | 0 | 0 | 0 | 0 | 0 | 0 | 0 | 0 | 0 | 0 | 0 | 0 | 0 | 0 | 0 | 0 | 0 | 0 | 0 | 0 | 0 | 0 | 0 | 0 | 0 | 0 | 0 | 0 | 0 | 0 | 0
Lct_BB001 | Number | SEPD | Consumer Transformation | Shetland | 80.8496 | 138.0142 | 252.2084 | 506.6242 | 804.1463 | 1207.4429 | 1964.0282 | 2791.6752 | 3619.3583 | 4446.8941 | 5274.6254 | 6102.2399 | 7445.8832 | 8951.1452 | 10477.4502 | 11961.2576 | 13385.2864 | 14661.0716 | 15751.1891 | 16639.288 | 17362.8352 | 17929.3108 | 18343.6089 | 18499.576 | 18591.4942 | 18561.2872 | 18073.0712 | 18017.2671 | 17911.9698 | 17707.5683 | 17459.8308 | 17171.6696
Lct_BB003 | Number | SEPD | Consumer Transformation | Shetland | 0 | 0 | 0 | 0 | 0 | 0 | 0 | 0 | 0 | 0 | 0 | 0 | 0 | 0 | 0 | 0 | 0 | 0 | 0 | 0 | 0 | 0 | 0 | 0 | 0 | 0 | 0 | 0 | 0 | 0 | 0 | 0
Lct_BB005 | Number | SEPD | Consumer Transformation | Shetland | 602.8377 | 700.3961 | 734.3202 | 975.7084 | 1730.6643 | 2772.414 | 3823.2096 | 4639.4776 | 5470.3564 | 6630.278 | 8042.8276 | 9246.1071 | 9622.968 | 10002.2 | 10381.5002 | 10754.5856 | 11127.6453 | 11209.5341 | 11289.6032 | 11380.5442 | 11482.483 | 11593.4603 | 11648.0701 | 11700.9762 | 11846.0611 | 11993.5256 | 12142.262 | 12170.462 | 12197.462 | 12224.462 | 12251.462 | 12278.462
Lct_BB006 | Number | SEPD | Consumer Transformation | Shetland | 0 | 0 | 0 | 0 | 0 | 0 | 0 | 0 | 0 | 0 | 0 | 0 | 0 | 0 | 0 | 0 | 0 | 0 | 0 | 0 | 0 | 0 | 0 | 0 | 0 | 0 | 0 | 0 | 0 | 0 | 0 | 0
Lct_BB007 | Number | SEPD | Consumer Transformation | Shetland | 0 | 0 | 0 | 0 | 0 | 0 | 0 | 0 | 0 | 0 | 0 | 0 | 0 | 0 | 0 | 0 | 0 | 0 | 0 | 0 | 0 | 0 | 0 | 0 | 0 | 0 | 0 | 0 | 0 | 0 | 0 | 0
Lct_BB008 | Number | SEPD | Consumer Transformation | Shetland | 0 | 0 | 0 | 0 | 0 | 0 | 0 | 0 | 0 | 0 | 0 | 0 | 0 | 0 | 0 | 0 | 0 | 0 | 0 | 0 | 0 | 0 | 0 | 0 | 0 | 0 | 0 | 0 | 0 | 0 | 0 | 0
Lct_BB010b | MW | SEPD | Consumer Transformation | Shetland | 0.042 | 0.3647 | 0.88201 | 2.1568 | 3.5476 | 5.4555 | 9.1456 | 12.8047 | 16.3007 | 19.702 | 23.2873 | 26.9783 | 33.2624 | 43.606 | 56.955 | 66.7073 | 71.8877 | 75.2195 | 77.3362 | 78.1807 | 78.7247 | 79.0819 | 79.2003 | 79.2003 | 79.2003 | 79.2003 | 79.2404 | 79.2404 | 79.2404 | 79.2404 | 79.2404 | 79.2404
Lct_BB011b | MW | SEPD | Consumer Transformation | Shetland | 0.086 | 0.1213 | 0.18482 | 0.31941 | 0.45301 | 0.61439 | 0.85318 | 1.1889 | 1.5903 | 1.9096 | 2.2537 | 2.6515 | 3.0478 | 3.4392 | 3.8126 | 4.1498 | 4.4438 | 4.6787 | 4.8507 | 4.9599 | 5.0232 | 5.0515 | 5.067 | 5.081 | 5.1005 | 5.129 | 5.1311 | 5.1311 | 5.1311 | 5.1311 | 5.1311 | 5.1311
Lct_BB012b | MW | SEPD | Consumer Transformation | Shetland | 0.534 | 0.5568 | 0.57712 | 0.61947 | 0.65065 | 0.68532 | 0.7207 | 0.75889 | 0.80158 | 0.84847 | 0.89827 | 0.94433 | 1.0227 | 1.1004 | 1.1734 | 1.2376 | 1.2915 | 1.3321 | 1.3589 | 1.3803 | 1.3977 | 1.4117 | 1.4224 | 1.4276 | 1.433 | 1.4401 | 1.4514 | 1.4514 | 1.4514 | 1.4514 | 1.4514 | 1.4514
Lct_BB013b | MW | SEPD | Consumer Transformation | Shetland | 0 | 0.0094 | 0.01861 | 0.0385 | 0.05361 | 0.06973 | 0.09918 | 0.14526 | 0.19526 | 0.2194 | 0.24367 | 0.27126 | 0.30335 | 0.33438 | 0.36378 | 0.38954 | 0.41155 | 0.42848 | 0.44039 | 0.44714 | 0.45032 | 0.45192 | 0.45192 | 0.45192 | 0.45192 | 0.45352 | 0.45352 | 0.45352 | 0.45352 | 0.45352 | 0.45352 | 0.45352
Lct_BB014 | Number | SEPD | Consumer Transformation | Shetland | 11.1685 | 11.2542 | 12.644 | 14.3553 | 16.2351 | 18.3538 | 20.7843 | 21.2247 | 23.7561 | 26.5894 | 29.7272 | 33.2933 | 35.8294 | 40.362 | 45.5608 | 51.4167 | 57.9944 | 86.7298 | 93.428 | 100.8058 | 109.0187 | 118.0469 | 138.3802 | 150.3182 | 162.8302 | 177.3026 | 193.2936 | 217.9394 | 245.6566 | 276.9672 | 312.1979 | 351.8706
Other generation | MW | SEPD | Consumer Transformation | Shetland | 0 | 0 | 0 | 0 | 0 | 0 | 0 | 0 | 0 | 0 | 0 | 0 | 0 | 0 | 0 | 0 | 0 | 0 | 0 | 0 | 0 | 0 | 0 | 0 | 0 | 0 | 0 | 0 | 0 | 0 | 0 | 0
Srg_BB001 | MW | SEPD | Consumer Transformation | Shetland | 0 | 0.080705 | 0.10008 | 0.11992 | 0.1435 | 0.169 | 0.2034 | 0.43099 | 0.46105 | 0.49954 | 0.54302 | 0.63889 | 0.76135 | 0.8978 | 1.0475 | 1.2085 | 1.445 | 1.689 | 1.9727 | 2.2786 | 2.6191 | 2.9906 | 3.1579 | 3.3314 | 3.5059 | 3.6855 | 3.8668 | 3.9379 | 4.0094 | 4.0809 | 4.1555 | 4.2296
Srg_BB002 | MW | SEPD | Consumer Transformation | Shetland | 0 | 0 | 0.0006921 | 0.0016866 | 0.0031687 | 0.0052862 | 0.0083015 | 0.044618 | 0.079332 | 0.12551 | 0.18398 | 0.25805 | 0.29036 | 0.32522 | 0.3611 | 0.39797 | 0.4351 | 0.50035 | 0.56912 | 0.64187 | 0.71821 | 0.7984 | 0.93939 | 1.0902 | 1.2503 | 1.4196 | 1.5854 | 1.7585 | 1.9392 | 2.1273 | 2.3229 | 2.5259
Data centres (MW) | MW | SEPD | Consumer Transformation | Shin | 0 | 0 | 0 | 0 | 0 | 0 | 0 | 0 | 0 | 0 | 0 | 0 | 0 | 0 | 0 | 0 | 0 | 0 | 0 | 0 | 0 | 0 | 0 | 0 | 0 | 0 | 0 | 0 | 0 | 0 | 0 | 0
Dem_BB001a | Number of homes (cumulative) | SEPD | Consumer Transformation | Shin | 0 | 0 | 0 | 0 | 0 | 0 | 0 | 0 | 0 | 0 | 0 | 0 | 0 | 0 | 0 | 0 | 0 | 0.097435 | 0.2039 | 0.29771 | 0.38273 | 0.46792 | 0.51517 | 0.55398 | 0.58524 | 0.61006 | 0.63041 | 0.647 | 0.66046 | 0.67023 | 0.67672 | 0.6798
Dem_BB002b | Floorspace (m2) (cumulative) | SEPD | Consumer Transformation | Shin | 0 | 0 | 0 | 0 | 0 | 0 | 0 | 0 | 0 | 0 | 0 | 0 | 0 | 0 | 0 | 0 | 0 | 0 | 0 | 0 | 0 | 0 | 0 | 0 | 0 | 0 | 0 | 0 | 0 | 0 | 0 | 0
Domestic direct electric heating | Number | SEPD | Consumer Transformation | Shin | 278.1025 | 278.1019 | 278.1022 | 273.5402 | 268.3068 | 261.0201 | 248.6857 | 240.6508 | 232.5596 | 227.024 | 220.8042 | 214.896 | 214.0215 | 212.9794 | 212.6668 | 211.5291 | 210.3987 | 209.2774 | 208.1652 | 207.0617 | 205.9682 | 204.964 | 203.9661 | 202.9778 | 202.0711 | 201.1686 | 200.2706 | 199.3742 | 198.4847 | 197.5977 | 196.7172 | 195.8387
Gas: Hydrogen peaking | MW | SEPD | Consumer Transformation | Shin | 0 | 0 | 0 | 0 | 0 | 0 | 0 | 0 | 0 | 0 | 0 | 0 | 0 | 0 | 0 | 0 | 0 | 0 | 0 | 0 | 0 | 0 | 0 | 0 | 0 | 0 | 0 | 0 | 0 | 0 | 0 | 0
Gen_BB001 | MW | SEPD | Consumer Transformation | Shin | 0 | 0 | 0 | 0 | 0 | 0 | 0 | 0 | 0 | 0 | 0 | 0 | 0 | 0 | 0 | 0 | 0 | 0 | 0 | 0 | 0 | 0 | 0 | 0 | 0 | 0 | 0 | 0 | 0 | 0 | 0 | 0
Gen_BB004 | MW | SEPD | Consumer Transformation | Shin | 0 | 0 | 0 | 0 | 0 | 0 | 0 | 0 | 0 | 0 | 0 | 0 | 0 | 0 | 0 | 0 | 0 | 0 | 0 | 0 | 0 | 0 | 0 | 0 | 0 | 0 | 0 | 0 | 0 | 0 | 0 | 0
Gen_BB005 | MW | SEPD | Consumer Transformation | Shin | 0 | 0 | 0 | 0 | 0 | 0 | 0 | 0 | 0 | 0 | 0 | 0 | 0 | 0 | 0 | 0 | 0 | 0 | 0 | 0 | 0 | 0 | 0 | 0 | 0 | 0 | 0 | 0 | 0 | 0 | 0 | 0
Gen_BB006 | MW | SEPD | Consumer Transformation | Shin | 0 | 0 | 0 | 0 | 0 | 0 | 0 | 0 | 0 | 0 | 0 | 0 | 0 | 0 | 0 | 0 | 0 | 0 | 0 | 0 | 0 | 0 | 0 | 0 | 0 | 0 | 0 | 0 | 0 | 0 | 0 | 0
Gen_BB008 | MW | SEPD | Consumer Transformation | Shin | 0 | 0 | 0 | 0 | 0 | 0 | 0 | 0 | 0 | 0 | 0 | 0 | 0 | 0 | 0 | 0 | 0 | 0 | 0 | 0 | 0 | 0 | 0 | 0 | 0 | 0 | 0 | 0 | 0 | 0 | 0 | 0
Gen_BB010 | MW | SEPD | Consumer Transformation | Shin | 0 | 0 | 0 | 0 | 0 | 0 | 0 | 0 | 0 | 0 | 0 | 0 | 0 | 0 | 0 | 0 | 0 | 0 | 0 | 0 | 0 | 0 | 0 | 0 | 0 | 0 | 0 | 0 | 0 | 0 | 0 | 0
Gen_BB011 | MW | SEPD | Consumer Transformation | Shin | 0 | 0 | 0 | 0 | 0 | 0 | 0 | 0 | 0 | 0 | 0 | 0 | 0 | 0 | 0 | 0 | 0 | 0 | 0 | 0 | 0 | 0 | 0 | 0 | 0 | 0 | 0 | 0 | 0 | 0 | 0 | 0
Gen_BB012 | MW | SEPD | Consumer Transformation | Shin | 0.04935 | 0.0499 | 0.050895 | 0.052284 | 0.054053 | 0.055545 | 0.057305 | 0.059168 | 0.060663 | 0.061896 | 0.063028 | 0.064019 | 0.064905 | 0.065673 | 0.066348 | 0.066946 | 0.069835 | 0.072754 | 0.075724 | 0.078717 | 0.081741 | 0.084795 | 0.087892 | 0.091007 | 0.094139 | 0.096734 | 0.099338 | 0.10195 | 0.10458 | 0.10722 | 0.10987 | 0.11253
Gen_BB013 | MW | SEPD | Consumer Transformation | Shin | 0.18518 | 0.18522 | 0.18523 | 0.18527 | 0.18529 | 0.18536 | 0.18544 | 0.18556 | 0.18571 | 0.18586 | 0.18602 | 0.18617 | 0.18636 | 0.18656 | 0.18811 | 0.19107 | 0.2184 | 0.24547 | 0.27254 | 0.29948 | 0.32639 | 0.35471 | 0.38313 | 0.41142 | 0.44105 | 0.46635 | 0.49158 | 0.5168 | 0.54204 | 0.56726 | 0.59251 | 0.61778
Gen_BB014 | MW | SEPD | Consumer Transformation | Shin | 0 | 0 | 0 | 0 | 0 | 0 | 0 | 0 | 0 | 0 | 0 | 0 | 0 | 0 | 0 | 0 | 0 | 0 | 0 | 0 | 0 | 0 | 0 | 0 | 0 | 0 | 0 | 0 | 0 | 0 | 0 | 0
Gen_BB015 | MW | SEPD | Consumer Transformation | Shin | 0 | 0 | 0 | 0 | 0 | 0 | 68 | 68 | 68 | 68.5234 | 69.1387 | 69.9851 | 70.7831 | 71.8053 | 72.6357 | 73.4918 | 74.3724 | 75.3105 | 76.3099 | 77.3743 | 78.4351 | 79.5208 | 80.5872 | 81.5805 | 82.5286 | 83.421 | 84.2959 | 85.1603 | 86.0094 | 86.893 | 87.7555 | 88.6509
Gen_BB016 | MW | SEPD | Consumer Transformation | Shin | 0.08381 | 0.08381 | 0.084594 | 0.085962 | 0.088321 | 0.098257 | 0.10609 | 0.12129 | 0.14917 | 0.1949 | 0.27041 | 0.35317 | 0.44919 | 0.5397 | 0.62887 | 0.74118 | 0.83005 | 0.91859 | 1.0704 | 1.2198 | 1.3665 | 1.5107 | 1.6521 | 1.7907 | 1.9264 | 2.0593 | 2.1891 | 2.3202 | 2.4527 | 2.5864 | 2.7215 | 2.858
Gen_BB017 | MW | SEPD | Consumer Transformation | Shin | 0 | 0 | 0 | 0 | 0 | 0 | 0 | 0 | 0 | 0 | 0 | 0 | 0 | 0 | 0 | 0 | 0 | 0 | 0 | 0 | 0 | 0 | 0 | 0 | 0 | 0 | 0 | 0 | 0 | 0 | 0 | 0
Gen_BB018 | MW | SEPD | Consumer Transformation | Shin | 0 | 0 | 0 | 0 | 0.0035656 | 0.054011 | 0.069161 | 0.091939 | 0.11473 | 0.139 | 0.16176 | 0.18604 | 0.20882 | 0.23162 | 0.25436 | 0.27865 | 0.30144 | 0.32178 | 0.34131 | 0.36156 | 0.37966 | 0.39866 | 0.41408 | 0.42753 | 0.44203 | 0.45616 | 0.4714 | 0.48484 | 0.49797 | 0.51235 | 0.52651 | 0.53895
Hydrogen electrolysis | MW | SEPD | Consumer Transformation | Shin | 0 | 0 | 0 | 0 | 0 | 0 | 0 | 0 | 0 | 0 | 0 | 0 | 0 | 0 | 0 | 0 | 0 | 0 | 0 | 0 | 0 | 0 | 0 | 0 | 0 | 0 | 0 | 0 | 0 | 0 | 0 | 0
Lct_BB001 | Number | SEPD | Consumer Transformation | Shin | 5.27 | 9.0635 | 16.599 | 33.3332 | 52.955 | 79.4891 | 133.4287 | 191.0351 | 248.6361 | 306.1567 | 363.7131 | 421.3209 | 514.649 | 617.5216 | 721.2676 | 821.3019 | 916.3716 | 1000.4361 | 1071.0726 | 1127.3813 | 1172.293 | 1206.5463 | 1230.6157 | 1236.9725 | 1239.5894 | 1235.438 | 1198.8804 | 1193.4302 | 1184.8349 | 1169.7232 | 1151.7476 | 1131.2816
Lct_BB003 | Number | SEPD | Consumer Transformation | Shin | 0 | 0 | 0 | 0 | 0 | 0 | 0 | 0 | 0 | 0 | 0 | 0 | 0 | 0 | 0 | 0 | 0 | 0 | 0 | 0 | 0 | 0 | 0 | 0 | 0 | 0 | 0 | 0 | 0 | 0 | 0 | 0
Lct_BB005 | Number | SEPD | Consumer Transformation | Shin | 34.016 | 36.7093 | 37.6306 | 44.5116 | 67.0121 | 100.2882 | 139.2817 | 174.6001 | 212.2175 | 296.6405 | 396.1711 | 480.656 | 506.4357 | 531.9517 | 557.7082 | 583.5727 | 609.1274 | 613.5254 | 618.5661 | 624.306 | 630.6974 | 638.2011 | 641.4815 | 644.7689 | 655.42 | 666.3023 | 677.3412 | 679.7412 | 682.1412 | 684.5412 | 686.9412 | 689.3412
Lct_BB006 | Number | SEPD | Consumer Transformation | Shin | 0 | 0 | 0 | 0 | 0 | 0 | 0 | 0 | 0 | 0 | 0 | 0 | 0 | 0 | 0 | 0 | 0 | 0 | 0 | 0 | 0 | 0 | 0 | 0 | 0 | 0 | 0 | 0 | 0 | 0 | 0 | 0
Lct_BB007 | Number | SEPD | Consumer Transformation | Shin | 0 | 0 | 0 | 0 | 0 | 0 | 0 | 0 | 0 | 0 | 0 | 0 | 0 | 0 | 0 | 0 | 0 | 0 | 0 | 0 | 0 | 0 | 0 | 0 | 0 | 0 | 0 | 0 | 0 | 0 | 0 | 0
Lct_BB008 | Number | SEPD | Consumer Transformation | Shin | 0 | 0 | 0 | 0 | 0 | 0 | 0 | 0 | 0 | 0 | 0 | 0 | 0 | 0 | 0 | 0 | 0 | 0 | 0 | 0 | 0 | 0 | 0 | 0 | 0 | 0 | 0 | 0 | 0 | 0 | 0 | 0
Lct_BB010b | MW | SEPD | Consumer Transformation | Shin | 0.028 | 0.0322 | 0.0644 | 0.1288 | 0.2422 | 0.3458 | 0.6552 | 0.9226 | 1.1494 | 1.3734 | 1.599 | 1.9311 | 2.3477 | 3.0766 | 3.9553 | 4.8352 | 5.1521 | 5.3568 | 5.4323 | 5.5158 | 5.5431 | 5.5534 | 5.562 | 5.562 | 5.562 | 5.562 | 5.5629 | 5.5629 | 5.5629 | 5.5629 | 5.5629 | 5.5629
Lct_BB011b | MW | SEPD | Consumer Transformation | Shin | 0.068 | 0.0682 | 0.07211 | 0.07724 | 0.08232 | 0.08834 | 0.09555 | 0.10335 | 0.11209 | 0.12153 | 0.13177 | 0.14305 | 0.15843 | 0.17356 | 0.18788 | 0.20071 | 0.2119 | 0.22063 | 0.22676 | 0.23047 | 0.23225 | 0.23225 | 0.23225 | 0.23225 | 0.23225 | 0.23225 | 0.23225 | 0.23225 | 0.23225 | 0.23225 | 0.23225 | 0.23225
Lct_BB012b | MW | SEPD | Consumer Transformation | Shin | 0 | 0.0012 | 0.00205 | 0.00412 | 0.0057 | 0.00754 | 0.00952 | 0.01113 | 0.01287 | 0.01471 | 0.01655 | 0.018 | 0.02092 | 0.02361 | 0.02597 | 0.02781 | 0.02908 | 0.02973 | 0.02976 | 0.02976 | 0.02976 | 0.02976 | 0.02976 | 0.02976 | 0.02976 | 0.02976 | 0.02976 | 0.02976 | 0.02976 | 0.02976 | 0.02976 | 0.02976
Lct_BB013b | MW | SEPD | Consumer Transformation | Shin | 0 | 0 | 0 | 0 | 0 | 0 | 0 | 0 | 0 | 0 | 0 | 0 | 0 | 0 | 0 | 0 | 0 | 0 | 0 | 0 | 0 | 0 | 0 | 0 | 0 | 0 | 0 | 0 | 0 | 0 | 0 | 0
Lct_BB014 | Number | SEPD | Consumer Transformation | Shin | 0.55883 | 0.56312 | 0.63266 | 0.71829 | 0.81234 | 0.91836 | 1.04 | 0.92972 | 1.0406 | 1.1647 | 1.3022 | 1.4584 | 1.2903 | 1.4536 | 1.6408 | 1.8517 | 2.0886 | 3.1234 | 3.3646 | 3.6303 | 3.9261 | 4.2513 | 4.9536 | 5.3809 | 5.8288 | 6.3469 | 6.9193 | 7.8016 | 8.7938 | 9.9146 | 11.1758 | 12.5959
Other generation | MW | SEPD | Consumer Transformation | Shin | 0 | 0 | 0 | 0 | 0 | 0 | 0 | 0 | 0 | 0 | 0 | 0 | 0 | 0 | 0 | 0 | 0 | 0 | 0 | 0 | 0 | 0 | 0 | 0 | 0 | 0 | 0 | 0 | 0 | 0 | 0 | 0
Srg_BB001 | MW | SEPD | Consumer Transformation | Shin | 0 | 0.015407 | 0.016948 | 0.018489 | 0.020029 | 0.02157 | 0.1436 | 0.61117 | 0.70976 | 0.81336 | 0.90794 | 1.0881 | 1.142 | 1.2044 | 1.2737 | 1.3462 | 1.4793 | 1.6494 | 1.8285 | 2.0089 | 2.1994 | 2.3967 | 2.4688 | 2.5414 | 2.6118 | 2.6824 | 2.7517 | 2.7845 | 2.8165 | 2.8475 | 2.8789 | 2.9093
Srg_BB002 | MW | SEPD | Consumer Transformation | Shin | 0 | 0 | 0.00035687 | 0.00072062 | 0.0011015 | 0.0015233 | 0.0019813 | 0.0062122 | 0.0095092 | 0.013223 | 0.017253 | 0.021704 | 0.023418 | 0.025075 | 0.026619 | 0.028069 | 0.029618 | 0.032476 | 0.035616 | 0.039057 | 0.042781 | 0.046802 | 0.054044 | 0.06196 | 0.070526 | 0.079713 | 0.088829 | 0.098469 | 0.10864 | 0.11934 | 0.13058 | 0.14235
Data centres (MW) | MW | SEPD | Consumer Transformation | Sloy | 0 | 0 | 0 | 0 | 0 | 0 | 0 | 0 | 0 | 0 | 0 | 0 | 0 | 0 | 0 | 0 | 0 | 0 | 0 | 0 | 0 | 0 | 0 | 0 | 0 | 0 | 0 | 0 | 0 | 0 | 0 | 0
Dem_BB001a | Number of homes (cumulative) | SEPD | Consumer Transformation | Sloy | 0 | 0 | 0 | 0 | 0 | 0 | 0 | 0 | 0 | 0 | 0 | 0 | 0 | 0 | 0 | 0 | 0 | 0.076214 | 0.15949 | 0.23287 | 0.29937 | 0.38422 | 0.43128 | 0.46994 | 0.50107 | 0.5258 | 0.54606 | 0.56259 | 0.57599 | 0.58572 | 0.59219 | 0.59525
Dem_BB002b | Floorspace (m2) (cumulative) | SEPD | Consumer Transformation | Sloy | 0 | 0 | 0 | 0 | 0 | 0 | 0 | 0 | 0 | 0 | 0 | 0 | 0 | 0 | 0 | 0 | 0 | 0 | 0 | 0 | 0 | 0 | 0 | 0 | 0 | 0 | 0 | 0 | 0 | 0 | 0 | 0
Domestic direct electric heating | Number | SEPD | Consumer Transformation | Sloy | 242.4167 | 242.4158 | 242.4163 | 235.1828 | 226.8848 | 215.331 | 195.7735 | 183.0333 | 171.0661 | 162.5768 | 153.0383 | 143.9777 | 142.6366 | 141.0384 | 140.4161 | 138.3943 | 136.4841 | 134.5946 | 132.7258 | 130.8777 | 129.0506 | 127.3222 | 125.6102 | 123.9192 | 122.2427 | 120.5831 | 118.9407 | 117.3851 | 116.2956 | 115.214 | 114.1448 | 113.0832
Gas: Hydrogen peaking | MW | SEPD | Consumer Transformation | Sloy | 0 | 0 | 0 | 0 | 0 | 0 | 0 | 0 | 0 | 0 | 0 | 0 | 0 | 0 | 0 | 0 | 0 | 0 | 0 | 0 | 0 | 0 | 0 | 0 | 0 | 0 | 0 | 0 | 0 | 0 | 0 | 0
Gen_BB001 | MW | SEPD | Consumer Transformation | Sloy | 0 | 0 | 0 | 0 | 0 | 0 | 0 | 0 | 0 | 0 | 0 | 0 | 0 | 0 | 0 | 0 | 0 | 0 | 0 | 0 | 0 | 0 | 0 | 0 | 0 | 0 | 0 | 0 | 0 | 0 | 0 | 0
Gen_BB004 | MW | SEPD | Consumer Transformation | Sloy | 0 | 0 | 0 | 0 | 0 | 0 | 0 | 0 | 0 | 0 | 0 | 0 | 0 | 0 | 0 | 0 | 0 | 0 | 0 | 0 | 0 | 0 | 0 | 0 | 0 | 0 | 0 | 0 | 0 | 0 | 0 | 0
Gen_BB005 | MW | SEPD | Consumer Transformation | Sloy | 0 | 0 | 0 | 0 | 0 | 0 | 0 | 0 | 0 | 0 | 0 | 0 | 0 | 0 | 0 | 0 | 0 | 0 | 0 | 0 | 0 | 0 | 0 | 0 | 0 | 0 | 0 | 0 | 0 | 0 | 0 | 0
Gen_BB006 | MW | SEPD | Consumer Transformation | Sloy | 0 | 0 | 0 | 0 | 0 | 0 | 0 | 0 | 0 | 0 | 0 | 0 | 0 | 0 | 0 | 0 | 0 | 0 | 0 | 0 | 0 | 0 | 0 | 0 | 0 | 0 | 0 | 0 | 0 | 0 | 0 | 0
Gen_BB008 | MW | SEPD | Consumer Transformation | Sloy | 0 | 0 | 0 | 0 | 0 | 0 | 0 | 0 | 0 | 0 | 0 | 0 | 0 | 0 | 0 | 0 | 0 | 0 | 0 | 0 | 0 | 0 | 0 | 0 | 0 | 0 | 0 | 0 | 0 | 0 | 0 | 0
Gen_BB010 | MW | SEPD | Consumer Transformation | Sloy | 0 | 0 | 0 | 0 | 0 | 0 | 0 | 0 | 0 | 0 | 0 | 0 | 0 | 0 | 0 | 0 | 0 | 0 | 0 | 0 | 0 | 0 | 0 | 0 | 0 | 0 | 0 | 0 | 0 | 0 | 0 | 0
Gen_BB011 | MW | SEPD | Consumer Transformation | Sloy | 0 | 0 | 0 | 0 | 0 | 0 | 0 | 0 | 0 | 0 | 0 | 0 | 0 | 0 | 0 | 0 | 0 | 0 | 0 | 0 | 0 | 0 | 0 | 0 | 0 | 0 | 0 | 0 | 0 | 0 | 0 | 0
Gen_BB012 | MW | SEPD | Consumer Transformation | Sloy | 0 | 0.00021867 | 0.00061382 | 0.0011653 | 0.0018681 | 0.0024608 | 0.0031599 | 0.0038998 | 0.0044937 | 0.0049834 | 0.0054332 | 0.0058266 | 0.0061785 | 0.0064837 | 0.0067517 | 0.0069893 | 0.0078062 | 0.0086229 | 0.0094461 | 0.010269 | 0.011095 | 0.011924 | 0.012761 | 0.0136 | 0.014442 | 0.01514 | 0.015839 | 0.016539 | 0.017242 | 0.017946 | 0.018652 | 0.01936
Gen_BB013 | MW | SEPD | Consumer Transformation | Sloy | 0.073558 | 0.073572 | 0.073577 | 0.07359 | 0.073599 | 0.07363 | 0.073661 | 0.073708 | 0.073767 | 0.073826 | 0.073888 | 0.073951 | 0.074025 | 0.074104 | 0.074185 | 0.074259 | 0.081995 | 0.08967 | 0.097347 | 0.10499 | 0.11262 | 0.12168 | 0.13077 | 0.13983 | 0.14888 | 0.15682 | 0.16475 | 0.17268 | 0.18062 | 0.18856 | 0.19651 | 0.20446
Gen_BB014 | MW | SEPD | Consumer Transformation | Sloy | 0 | 0 | 0 | 0 | 0 | 0 | 0 | 0 | 0 | 0 | 0 | 0 | 0 | 0 | 0 | 0 | 0 | 0 | 0 | 0 | 0 | 0 | 0 | 0 | 0 | 0 | 0 | 0 | 0 | 0 | 0 | 0
Gen_BB015 | MW | SEPD | Consumer Transformation | Sloy | 0 | 0 | 0 | 0 | 0 | 0 | 0 | 0 | 0 | 0 | 0 | 0 | 0 | 0 | 0 | 0 | 0 | 0 | 0 | 0 | 0 | 0 | 0 | 0 | 0 | 0 | 0 | 0 | 0 | 0 | 0 | 0
Gen_BB016 | MW | SEPD | Consumer Transformation | Sloy | 0 | 0 | 0 | 0 | 0 | 0 | 0 | 0 | 0 | 0 | 0 | 0 | 0 | 0 | 0 | 0 | 0 | 0 | 0 | 0 | 0 | 0 | 0 | 0 | 0 | 0 | 0 | 0 | 0 | 0 | 0 | 0
Gen_BB017 | MW | SEPD | Consumer Transformation | Sloy | 0 | 0 | 0 | 0 | 0 | 0 | 0 | 0 | 0 | 0 | 0 | 0 | 0 | 0 | 0 | 0 | 0 | 0 | 0 | 0 | 0 | 0 | 0 | 0 | 0 | 0 | 0 | 0 | 0 | 0 | 0 | 0
Gen_BB018 | MW | SEPD | Consumer Transformation | Sloy | 79.9 | 79.9 | 79.9 | 79.9 | 79.9253 | 80.2838 | 80.3915 | 80.5533 | 80.7153 | 80.8878 | 81.0495 | 81.2221 | 81.3839 | 81.5459 | 81.7075 | 81.8801 | 82.0421 | 82.1866 | 82.3254 | 82.4693 | 82.5979 | 82.7329 | 82.8425 | 82.9381 | 83.0412 | 83.1415 | 83.2498 | 83.3453 | 83.4387 | 83.5409 | 83.6415 | 83.7299
Hydrogen electrolysis | MW | SEPD | Consumer Transformation | Sloy | 0 | 0 | 0 | 0 | 0 | 0 | 0 | 0 | 0 | 0 | 0 | 0 | 0 | 0 | 0 | 0 | 0 | 0 | 0 | 0 | 0 | 0 | 0 | 0 | 0 | 0 | 0 | 0 | 0 | 0 | 0 | 0
Lct_BB001 | Number | SEPD | Consumer Transformation | Sloy | 2.8315 | 4.711 | 8.4856 | 16.9658 | 26.9607 | 40.6048 | 74.2149 | 112.784 | 151.3353 | 189.866 | 228.4179 | 266.9854 | 324.7384 | 392.262 | 461.7112 | 530.5357 | 598.214 | 660.6081 | 715.9146 | 762.9851 | 802.9316 | 835.7175 | 861.3023 | 875.3423 | 885.5794 | 887.6461 | 870.9874 | 871.1493 | 868.7953 | 861.5025 | 852.0734 | 840.477
Lct_BB003 | Number | SEPD | Consumer Transformation | Sloy | 0 | 0 | 0 | 0 | 0 | 0 | 0 | 0 | 0 | 0 | 0 | 0 | 0 | 0 | 0 | 0 | 0 | 0 | 0 | 0 | 0 | 0 | 0 | 0 | 0 | 0 | 0 | 0 | 0 | 0 | 0 | 0
Lct_BB005 | Number | SEPD | Consumer Transformation | Sloy | 23.17 | 25.9743 | 26.9161 | 33.9497 | 56.4398 | 88.8188 | 126.2521 | 160.7114 | 197.727 | 245.564 | 303.969 | 353.6607 | 367.7738 | 381.9135 | 395.9394 | 409.8255 | 424.1901 | 426.3975 | 429.094 | 432.181 | 435.7319 | 440.2201 | 442.2864 | 444.3568 | 450.3618 | 456.4904 | 462.7372 | 463.9372 | 465.1372 | 466.3372 | 467.5372 | 468.7372
Lct_BB006 | Number | SEPD | Consumer Transformation | Sloy | 0 | 0 | 0 | 0 | 0 | 0 | 0 | 0 | 0 | 0 | 0 | 0 | 0 | 0 | 0 | 0 | 0 | 0 | 0 | 0 | 0 | 0 | 0 | 0 | 0 | 0 | 0 | 0 | 0 | 0 | 0 | 0
Lct_BB007 | Number | SEPD | Consumer Transformation | Sloy | 0 | 0 | 0 | 0 | 0 | 0 | 0 | 0 | 0 | 0 | 0 | 0 | 0 | 0 | 0 | 0 | 0 | 0 | 0 | 0 | 0 | 0 | 0 | 0 | 0 | 0 | 0 | 0 | 0 | 0 | 0 | 0
Lct_BB008 | Number | SEPD | Consumer Transformation | Sloy | 0 | 0 | 0 | 0 | 0 | 0 | 0 | 0 | 0 | 0 | 0 | 0 | 0 | 0 | 0 | 0 | 0 | 0 | 0 | 0 | 0 | 0 | 0 | 0 | 0 | 0 | 0 | 0 | 0 | 0 | 0 | 0
Lct_BB010b | MW | SEPD | Consumer Transformation | Sloy | 0.021 | 0.0266 | 0.042 | 0.0798 | 0.1176 | 0.1862 | 0.3318 | 0.5082 | 0.6496 | 0.7784 | 0.94405 | 1.0962 | 1.3703 | 1.7443 | 2.5435 | 2.8716 | 3.0797 | 3.1727 | 3.2148 | 3.2284 | 3.2379 | 3.2461 | 3.249 | 3.249 | 3.249 | 3.249 | 3.2535 | 3.2535 | 3.2535 | 3.2535 | 3.2535 | 3.2535
Lct_BB011b | MW | SEPD | Consumer Transformation | Sloy | 0 | 0.0011 | 0.00584 | 0.01328 | 0.02065 | 0.02942 | 0.04116 | 0.05587 | 0.07286 | 0.08843 | 0.10519 | 0.12436 | 0.14673 | 0.16881 | 0.18975 | 0.20853 | 0.22462 | 0.23743 | 0.24675 | 0.25244 | 0.2556 | 0.2563 | 0.2567 | 0.25705 | 0.25755 | 0.25825 | 0.2583 | 0.2583 | 0.2583 | 0.2583 | 0.2583 | 0.2583
Lct_BB012b | MW | SEPD | Consumer Transformation | Sloy | 0.15 | 0.1599 | 0.16995 | 0.18822 | 0.20052 | 0.21275 | 0.22407 | 0.24501 | 0.26966 | 0.29812 | 0.33044 | 0.36501 | 0.41625 | 0.4701 | 0.5239 | 0.57537 | 0.62337 | 0.66537 | 0.7004 | 0.72873 | 0.75192 | 0.7704 | 0.78461 | 0.79148 | 0.79865 | 0.80814 | 0.82313 | 0.82313 | 0.82313 | 0.82313 | 0.82313 | 0.82313
Lct_BB013b | MW | SEPD | Consumer Transformation | Sloy | 0 | 0.0027 | 0.00548 | 0.01133 | 0.01577 | 0.02051 | 0.02917 | 0.04273 | 0.05744 | 0.06454 | 0.07168 | 0.0798 | 0.08924 | 0.09837 | 0.10702 | 0.1146 | 0.12108 | 0.12606 | 0.12956 | 0.13154 | 0.13247 | 0.13294 | 0.13294 | 0.13294 | 0.13294 | 0.13341 | 0.13341 | 0.13341 | 0.13341 | 0.13341 | 0.13341 | 0.13341
Lct_BB014 | Number | SEPD | Consumer Transformation | Sloy | 0.51713 | 0.52109 | 0.58545 | 0.66468 | 0.75172 | 0.84982 | 0.96236 | 0.98719 | 1.1049 | 1.2367 | 1.3826 | 1.5485 | 1.541 | 1.7359 | 1.9595 | 2.2114 | 2.4942 | 3.7301 | 4.0182 | 4.3355 | 4.6887 | 5.077 | 5.6103 | 6.0943 | 6.6015 | 7.1883 | 7.8366 | 8.8358 | 9.9595 | 11.2289 | 12.6573 | 14.2657
Other generation | MW | SEPD | Consumer Transformation | Sloy | 0 | 0 | 0 | 0 | 0 | 0 | 0 | 0 | 0 | 0 | 0 | 0 | 0 | 0 | 0 | 0 | 0 | 0 | 0 | 0 | 0 | 0 | 0 | 0 | 0 | 0 | 0 | 0 | 0 | 0 | 0 | 0
Srg_BB001 | MW | SEPD | Consumer Transformation | Sloy | 0 | 0 | 0 | 0 | 0 | 0 | 0 | 0.12277 | 0.24553 | 0.3683 | 0.49107 | 0.61383 | 1.1295 | 1.6451 | 2.1607 | 2.6763 | 3.1919 | 3.5013 | 3.8107 | 4.12 | 4.4294 | 4.7388 | 4.9089 | 5.0791 | 5.2492 | 5.4194 | 5.5896 | 5.661 | 5.7325 | 5.804 | 5.8754 | 5.9469
Srg_BB002 | MW | SEPD | Consumer Transformation | Sloy | 0 | 0 | 0.00014175 | 0.00028624 | 0.00043753 | 0.00060506 | 0.00078698 | 0.0024676 | 0.0037772 | 0.0052524 | 0.0068533 | 0.0086213 | 0.0093022 | 0.00996 | 0.010573 | 0.01115 | 0.01174 | 0.012793 | 0.013917 | 0.015121 | 0.016396 | 0.017749 | 0.020147 | 0.022731 | 0.025493 | 0.028429 | 0.031317 | 0.034348 | 0.037523 | 0.040842 | 0.044305 | 0.047912
Data centres (MW) | MW | SEPD | Consumer Transformation | St Fergus Gas | 0 | 0 | 0 | 0 | 0 | 0 | 0 | 0 | 0 | 0 | 0 | 0 | 0 | 0 | 0 | 0 | 0 | 0 | 0 | 0 | 0 | 0 | 0 | 0 | 0 | 0 | 0 | 0 | 0 | 0 | 0 | 0
Dem_BB001a | Number of homes (cumulative) | SEPD | Consumer Transformation | St Fergus Gas | 0 | 0 | 4 | 7 | 11 | 15 | 16 | 17 | 18 | 19 | 20 | 21 | 22 | 22 | 22 | 22 | 22 | 22.076 | 22.159 | 22.2321 | 22.2984 | 22.3607 | 22.3952 | 22.4236 | 22.4464 | 22.4645 | 22.4794 | 22.4915 | 22.5014 | 22.5085 | 22.5132 | 22.5155
Dem_BB002b | Floorspace (m2) (cumulative) | SEPD | Consumer Transformation | St Fergus Gas | 0 | 0 | 0 | 0 | 0 | 0 | 0 | 0 | 0 | 0 | 0 | 0 | 0 | 0 | 0 | 0 | 0 | 0 | 0 | 0 | 0 | 0 | 0 | 0 | 0 | 0 | 0 | 0 | 0 | 0 | 0 | 0
Domestic direct electric heating | Number | SEPD | Consumer Transformation | St Fergus Gas | 79.9852 | 79.985 | 80.4172 | 79.8672 | 79.1623 | 77.9396 | 74.8395 | 71.7661 | 68.8467 | 66.7674 | 64.4296 | 62.1587 | 61.0548 | 60.2604 | 59.9377 | 59.5415 | 59.2392 | 58.9375 | 58.6351 | 58.3301 | 58.0268 | 57.725 | 57.5038 | 57.2821 | 57.0565 | 56.8289 | 56.5995 | 56.3667 | 56.1338 | 55.8982 | 55.6617 | 55.4217
Gas: Hydrogen peaking | MW | SEPD | Consumer Transformation | St Fergus Gas | 0 | 0 | 0 | 0 | 0 | 0 | 0 | 0 | 0 | 0 | 0 | 0 | 0 | 0 | 0 | 0 | 0 | 0 | 0 | 0 | 0 | 0 | 0 | 0 | 0 | 0 | 0 | 0 | 0 | 0 | 0 | 0
Gen_BB001 | MW | SEPD | Consumer Transformation | St Fergus Gas | 0 | 0 | 0 | 0 | 0 | 0 | 0 | 0 | 0 | 0 | 0 | 0 | 0 | 0 | 0 | 0 | 0 | 0 | 0 | 0 | 0 | 0 | 0 | 0 | 0 | 0 | 0 | 0 | 0 | 0 | 0 | 0
Gen_BB004 | MW | SEPD | Consumer Transformation | St Fergus Gas | 0 | 0 | 0 | 0 | 0 | 0 | 0 | 0 | 0 | 0 | 0 | 0 | 0 | 0 | 0 | 0 | 0 | 0 | 0 | 0 | 0 | 0 | 0 | 0 | 0 | 0 | 0 | 0 | 0 | 0 | 0 | 0
Gen_BB005 | MW | SEPD | Consumer Transformation | St Fergus Gas | 0 | 0 | 0 | 0 | 0 | 0 | 0 | 0 | 0 | 0 | 0 | 0 | 0 | 0 | 0 | 0 | 0 | 0 | 0 | 0 | 0 | 0 | 0 | 0 | 0 | 0 | 0 | 0 | 0 | 0 | 0 | 0
Gen_BB006 | MW | SEPD | Consumer Transformation | St Fergus Gas | 0 | 0 | 0 | 0 | 0 | 0 | 0 | 0 | 0 | 0 | 0 | 0 | 0 | 0 | 0 | 0 | 0 | 0 | 0 | 0 | 0 | 0 | 0 | 0 | 0 | 0 | 0 | 0 | 0 | 0 | 0 | 0
Gen_BB008 | MW | SEPD | Consumer Transformation | St Fergus Gas | 0 | 0 | 0 | 0 | 0 | 0 | 0 | 0 | 0 | 0 | 0 | 0 | 0 | 0 | 0 | 0 | 0 | 0 | 0 | 0 | 0 | 0 | 0 | 0 | 0 | 0 | 0 | 0 | 0 | 0 | 0 | 0
Gen_BB010 | MW | SEPD | Consumer Transformation | St Fergus Gas | 0 | 0 | 0 | 0 | 0 | 0 | 0 | 0 | 0 | 0 | 0 | 0 | 0 | 0 | 0 | 0 | 0 | 0 | 0 | 0 | 0 | 0 | 0 | 0 | 0 | 0 | 0 | 0 | 0 | 0 | 0 | 0
Gen_BB011 | MW | SEPD | Consumer Transformation | St Fergus Gas | 0 | 0 | 0 | 0 | 0 | 0 | 0 | 0 | 0 | 0 | 0 | 0 | 0 | 0 | 0 | 0 | 0 | 0 | 0 | 0 | 0 | 0 | 0 | 0 | 0 | 0 | 0 | 0 | 0 | 0 | 0 | 0
Gen_BB012 | MW | SEPD | Consumer Transformation | St Fergus Gas | 0.029 | 0.029528 | 0.030535 | 0.03207 | 32.8749 | 33.2215 | 33.3934 | 33.8818 | 34.3055 | 34.6839 | 35.0674 | 35.4567 | 35.8697 | 36.3089 | 36.7619 | 37.2366 | 37.6697 | 38.0576 | 38.3342 | 38.7812 | 39.0174 | 39.2212 | 39.4064 | 39.6023 | 39.9054 | 40.1838 | 40.4614 | 40.7213 | 40.9631 | 41.1864 | 41.3912 | 41.5774
Gen_BB013 | MW | SEPD | Consumer Transformation | St Fergus Gas | 0.17422 | 0.17761 | 0.18492 | 0.19582 | 0.21201 | 0.22842 | 0.24856 | 0.2743 | 0.29955 | 0.32446 | 0.35158 | 0.37965 | 0.40879 | 0.43656 | 0.46565 | 0.49481 | 0.51472 | 0.53453 | 0.55431 | 0.57405 | 0.59376 | 0.61342 | 0.63459 | 0.65568 | 0.67673 | 0.69488 | 0.71301 | 0.73115 | 0.74928 | 0.76743 | 0.7856 | 0.80379
Gen_BB014 | MW | SEPD | Consumer Transformation | St Fergus Gas | 0 | 0 | 0 | 0 | 0 | 0 | 0 | 0 | 0 | 0 | 0 | 0 | 0 | 0 | 0 | 0 | 0 | 0 | 0 | 0 | 0 | 0 | 0 | 0 | 0 | 0 | 0 | 0 | 0 | 0 | 0 | 0
Gen_BB015 | MW | SEPD | Consumer Transformation | St Fergus Gas | 17.7 | 17.7 | 17.7 | 17.7 | 17.7 | 17.7 | 17.7 | 17.7 | 17.7 | 17.8173 | 17.9553 | 18.145 | 19.9238 | 23.603 | 28.3891 | 28.581 | 28.7784 | 28.9887 | 29.2127 | 29.4513 | 29.6891 | 29.9325 | 30.1715 | 30.3942 | 30.6067 | 30.8067 | 31.0028 | 31.1966 | 31.3869 | 31.585 | 31.7783 | 31.979
Gen_BB016 | MW | SEPD | Consumer Transformation | St Fergus Gas | 1.3188 | 1.3188 | 1.319 | 1.3193 | 1.3198 | 1.322 | 1.3238 | 1.3272 | 1.3334 | 1.3437 | 2.1606 | 2.1792 | 2.2007 | 2.221 | 2.241 | 2.7661 | 2.7861 | 2.8059 | 2.8399 | 2.8734 | 2.9063 | 2.9386 | 2.9703 | 3.0014 | 3.0318 | 3.0616 | 3.0907 | 3.1201 | 3.1498 | 3.1798 | 3.21 | 3.2406
Gen_BB017 | MW | SEPD | Consumer Transformation | St Fergus Gas | 0 | 0 | 0 | 0 | 0 | 0 | 0 | 0 | 0 | 0 | 0 | 0 | 0 | 0 | 0 | 0 | 0 | 0 | 0 | 0 | 0 | 0 | 0 | 0 | 0 | 0 | 0 | 0 | 0 | 0 | 0 | 0
Gen_BB018 | MW | SEPD | Consumer Transformation | St Fergus Gas | 0 | 0 | 0 | 0 | 0 | 0 | 0 | 0 | 0 | 0 | 0 | 0 | 0 | 0 | 0 | 0 | 0 | 0 | 0 | 0 | 0 | 0 | 0 | 0 | 0 | 0 | 0 | 0 | 0 | 0 | 0 | 0
Hydrogen electrolysis | MW | SEPD | Consumer Transformation | St Fergus Gas | 0 | 0 | 0 | 0 | 0 | 0 | 0 | 0 | 0 | 0 | 0 | 0 | 0 | 0 | 0 | 0 | 0 | 0 | 0 | 0 | 0 | 0 | 0 | 0 | 0 | 0 | 0 | 0 | 0 | 0 | 0 | 0
Lct_BB001 | Number | SEPD | Consumer Transformation | St Fergus Gas | 5.068 | 8.6523 | 16.6239 | 33.1758 | 53.056 | 79.861 | 123.8401 | 172.2673 | 221.6725 | 272.512 | 325.0164 | 379.4571 | 466.0854 | 565.5245 | 669.481 | 774.5561 | 879.597 | 979.0216 | 1069.7094 | 1149.5493 | 1219.2519 | 1278.183 | 1325.925 | 1356.3216 | 1380.1332 | 1391.5834 | 1367.7849 | 1367.067 | 1362.9522 | 1352.563 | 1339.109 | 1322.7724
Lct_BB003 | Number | SEPD | Consumer Transformation | St Fergus Gas | 2.6294 | 3.0719 | 3.9893 | 5.9984 | 9.0928 | 13.2787 | 19.1863 | 25.786 | 34.2897 | 49.1507 | 65.7703 | 89.8487 | 110.4823 | 129.32 | 147.4898 | 164.7142 | 180.871 | 195.6306 | 208.8374 | 220.233 | 230.0933 | 239.3719 | 246.7706 | 252.8294 | 258.95 | 266.8147 | 272.249 | 273.7895 | 275.1421 | 276.3487 | 277.4253 | 277.8426
Lct_BB005 | Number | SEPD | Consumer Transformation | St Fergus Gas | 5.307 | 6.0171 | 6.6056 | 9.8092 | 16.8395 | 30.0213 | 42.8404 | 57.6028 | 73.9209 | 113.2839 | 159.9309 | 202.9351 | 232.6397 | 261.6446 | 291.2837 | 321.0376 | 351.653 | 372.6447 | 393.8808 | 415.4096 | 437.2682 | 459.4845 | 475.174 | 490.929 | 506.19 | 521.6788 | 537.3814 | 539.1814 | 540.9814 | 542.7814 | 544.5814 | 546.3814
Lct_BB006 | Number | SEPD | Consumer Transformation | St Fergus Gas | 0 | 0 | 0.122 | 0.2429 | 0.3616 | 0.4784 | 0.5941 | 0.8505 | 1.1027 | 1.9375 | 2.7583 | 3.5654 | 6.3867 | 9.1781 | 11.938 | 14.6667 | 17.3646 | 19.9381 | 22.4813 | 24.9945 | 27.4781 | 29.9316 | 30.7746 | 31.6117 | 32.4425 | 33.2679 | 34.0874 | 34.0874 | 34.0874 | 34.0874 | 34.0874 | 34.0874
Lct_BB007 | Number | SEPD | Consumer Transformation | St Fergus Gas | 0.7182 | 0.89177 | 0.90197 | 1.4973 | 2.8508 | 4.3471 | 5.732 | 7.1567 | 8.6828 | 10.3327 | 12.346 | 14.1523 | 15.0778 | 15.9929 | 16.8975 | 17.7918 | 18.6756 | 19.1235 | 19.5707 | 20.0171 | 20.4627 | 20.9075 | 21.1041 | 21.423 | 21.7432 | 22.0649 | 22.3881 | 22.3243 | 22.2604 | 22.1966 | 22.1328 | 22.069
Lct_BB008 | Number | SEPD | Consumer Transformation | St Fergus Gas | 0 | 0 | 0.00851 | 0.01692 | 0.02522 | 0.03342 | 0.0415 | 0.05942 | 0.07704 | 0.09439 | 0.11144 | 0.1282 | 0.18683 | 0.24482 | 0.30217 | 0.35888 | 0.41494 | 0.46841 | 0.52125 | 0.57348 | 0.62507 | 0.67605 | 0.69358 | 0.71098 | 0.72825 | 0.74539 | 0.76242 | 0.76242 | 0.76242 | 0.76242 | 0.76242 | 0.76242
Lct_BB010b | MW | SEPD | Consumer Transformation | St Fergus Gas | 0.014 | 0.028 | 0.0658 | 0.1302 | 0.217 | 0.3402 | 0.546 | 0.7364 | 0.9086 | 1.106 | 1.3192 | 1.4977 | 1.9158 | 2.7722 | 3.2772 | 3.4513 | 3.7242 | 3.8815 | 3.9497 | 3.9748 | 3.9923 | 4.002 | 4.0042 | 4.0042 | 4.0042 | 4.0042 | 4.0066 | 4.0066 | 4.0066 | 4.0066 | 4.0066 | 4.0066
Lct_BB011b | MW | SEPD | Consumer Transformation | St Fergus Gas | 0 | 0.0031 | 0.00866 | 0.02001 | 0.031 | 0.04433 | 0.06248 | 0.08551 | 0.1123 | 0.13619 | 0.16194 | 0.19121 | 0.22467 | 0.25782 | 0.28927 | 0.31744 | 0.34177 | 0.36117 | 0.37512 | 0.38375 | 0.38855 | 0.38994 | 0.39063 | 0.39125 | 0.39211 | 0.39338 | 0.39347 | 0.39347 | 0.39347 | 0.39347 | 0.39347 | 0.39347
Lct_BB012b | MW | SEPD | Consumer Transformation | St Fergus Gas | 0 | 0.0006 | 0.00166 | 0.00335 | 0.00462 | 0.0061 | 0.00766 | 0.00896 | 0.01038 | 0.01186 | 0.01334 | 0.01453 | 0.01684 | 0.01903 | 0.02088 | 0.02236 | 0.0234 | 0.02392 | 0.02395 | 0.02395 | 0.02395 | 0.02395 | 0.02395 | 0.02395 | 0.02395 | 0.02395 | 0.02395 | 0.02395 | 0.02395 | 0.02395 | 0.02395 | 0.02395
Lct_BB013b | MW | SEPD | Consumer Transformation | St Fergus Gas | 0 | 0 | 0 | 0 | 0 | 0 | 0 | 0 | 0 | 0 | 0 | 0 | 0 | 0 | 0 | 0 | 0 | 0 | 0 | 0 | 0 | 0 | 0 | 0 | 0 | 0 | 0 | 0 | 0 | 0 | 0 | 0
Lct_BB014 | Number | SEPD | Consumer Transformation | St Fergus Gas | 0.51713 | 0.52109 | 0.58545 | 0.66468 | 0.75172 | 0.84982 | 0.96236 | 0.86034 | 0.96295 | 1.0778 | 1.205 | 1.3495 | 1.7404 | 1.9606 | 2.2131 | 2.4976 | 2.8171 | 4.2129 | 4.5383 | 4.8966 | 5.2956 | 5.7341 | 8.5359 | 9.2723 | 10.0441 | 10.9368 | 11.9232 | 13.4434 | 15.1532 | 17.0845 | 19.2577 | 21.7049
Other generation | MW | SEPD | Consumer Transformation | St Fergus Gas | 0 | 0 | 0 | 0 | 0 | 0 | 0 | 0 | 0 | 0 | 0 | 0 | 0 | 0 | 0 | 0 | 0 | 0 | 0 | 0 | 0 | 0 | 0 | 0 | 0 | 0 | 0 | 0 | 0 | 0 | 0 | 0
Srg_BB001 | MW | SEPD | Consumer Transformation | St Fergus Gas | 0 | 0 | 0.017897 | 0.036532 | 0.055001 | 0.075769 | 0.10713 | 0.22242 | 0.24768 | 0.27422 | 0.29838 | 0.3447 | 0.35437 | 0.36826 | 0.38714 | 0.40691 | 0.44972 | 0.51109 | 0.57544 | 0.63975 | 0.7074 | 0.7771 | 0.79979 | 0.82252 | 0.84435 | 0.86615 | 0.88739 | 0.89941 | 0.91108 | 0.92235 | 0.93373 | 0.94467
Srg_BB002 | MW | SEPD | Consumer Transformation | St Fergus Gas | 0 | 0 | 0.00035454 | 0.00073521 | 0.0011632 | 0.001669 | 0.002266 | 0.0083459 | 0.013512 | 0.019803 | 0.027188 | 0.035978 | 0.039616 | 0.043373 | 0.047102 | 0.050817 | 0.054449 | 0.060668 | 0.067067 | 0.073691 | 0.080503 | 0.087529 | 0.09967 | 0.11245 | 0.12582 | 0.1398 | 0.15334 | 0.16735 | 0.18182 | 0.19676 | 0.21215 | 0.228
Data centres (MW) | MW | SEPD | Consumer Transformation | St Fillans | 0 | 0 | 0 | 0 | 0 | 0 | 0 | 0 | 0 | 0 | 0 | 0 | 0 | 0 | 0 | 0 | 0 | 0 | 0 | 0 | 0 | 0 | 0 | 0 | 0 | 0 | 0 | 0 | 0 | 0 | 0 | 0
Dem_BB001a | Number of homes (cumulative) | SEPD | Consumer Transformation | St Fillans | 0 | 0 | 0 | 0 | 0 | 0 | 0 | 0 | 0 | 0 | 0 | 0 | 0 | 0 | 0 | 0 | 0 | 0.16488 | 0.34505 | 0.50379 | 0.64766 | 0.79643 | 0.87894 | 0.94672 | 1.0013 | 1.0446 | 1.0802 | 1.1092 | 1.1326 | 1.1497 | 1.161 | 1.1664
Dem_BB002b | Floorspace (m2) (cumulative) | SEPD | Consumer Transformation | St Fillans | 0 | 0 | 0 | 0 | 0 | 0 | 0 | 0 | 0 | 0 | 0 | 0 | 0 | 0 | 0 | 0 | 0 | 0 | 0 | 0 | 0 | 0 | 0 | 0 | 0 | 0 | 0 | 0 | 0 | 0 | 0 | 0
Domestic direct electric heating | Number | SEPD | Consumer Transformation | St Fillans | 199.3478 | 199.3469 | 199.3473 | 191.9514 | 183.467 | 171.6538 | 151.6571 | 138.6308 | 126.8134 | 118.2732 | 108.6776 | 100.2059 | 99.5383 | 98.9546 | 98.8058 | 98.0655 | 97.3259 | 96.5886 | 95.8535 | 95.1197 | 94.4723 | 93.8246 | 93.2572 | 92.6904 | 92.1197 | 91.5475 | 90.9742 | 90.3972 | 89.8217 | 89.2436 | 88.6665 | 88.0859
Gas: Hydrogen peaking | MW | SEPD | Consumer Transformation | St Fillans | 0 | 0 | 0 | 0 | 0 | 0 | 0 | 0 | 0 | 0 | 0 | 0 | 0 | 0 | 0 | 0 | 0 | 0 | 0 | 0 | 0 | 0 | 0 | 0 | 0 | 0 | 0 | 0 | 0 | 0 | 0 | 0
Gen_BB001 | MW | SEPD | Consumer Transformation | St Fillans | 0 | 0 | 0 | 0 | 0 | 0 | 0 | 0 | 0 | 0 | 0 | 0 | 0 | 0 | 0 | 0 | 0 | 0 | 0 | 0 | 0 | 0 | 0 | 0 | 0 | 0 | 0 | 0 | 0 | 0 | 0 | 0
Gen_BB004 | MW | SEPD | Consumer Transformation | St Fillans | 0 | 0 | 0 | 0 | 0 | 0 | 0 | 0 | 0 | 0 | 0 | 0 | 0 | 0 | 0 | 0 | 0 | 0 | 0 | 0 | 0 | 0 | 0 | 0 | 0 | 0 | 0 | 0 | 0 | 0 | 0 | 0
Gen_BB005 | MW | SEPD | Consumer Transformation | St Fillans | 0 | 0 | 0 | 0 | 0 | 0 | 0 | 0 | 0 | 0 | 0 | 0 | 0 | 0 | 0 | 0 | 0 | 0 | 0 | 0 | 0 | 0 | 0 | 0 | 0 | 0 | 0 | 0 | 0 | 0 | 0 | 0
Gen_BB006 | MW | SEPD | Consumer Transformation | St Fillans | 0 | 0 | 0 | 0 | 0 | 0 | 0 | 0 | 0 | 0 | 0 | 0 | 0 | 0 | 0 | 0 | 0 | 0 | 0 | 0 | 0 | 0 | 0 | 0 | 0 | 0 | 0 | 0 | 0 | 0 | 0 | 0
Gen_BB008 | MW | SEPD | Consumer Transformation | St Fillans | 0 | 0 | 0 | 0 | 0 | 0 | 0 | 0 | 0 | 0 | 0 | 0 | 0 | 0 | 0 | 0 | 0 | 0 | 0 | 0 | 0 | 0 | 0 | 0 | 0 | 0 | 0 | 0 | 0 | 0 | 0 | 0
Gen_BB010 | MW | SEPD | Consumer Transformation | St Fillans | 0 | 0 | 0 | 0 | 0 | 0 | 0 | 0 | 0 | 0 | 0 | 0 | 0 | 0 | 0 | 0 | 0 | 0 | 0 | 0 | 0 | 0 | 0 | 0 | 0 | 0 | 0 | 0 | 0 | 0 | 0 | 0
Gen_BB011 | MW | SEPD | Consumer Transformation | St Fillans | 0 | 0 | 0 | 0 | 0 | 0 | 0 | 0 | 0 | 0 | 0 | 0 | 0 | 0 | 0 | 0 | 0 | 0 | 0 | 0 | 0 | 0 | 0 | 0 | 0 | 0 | 0 | 0 | 0 | 0 | 0 | 0
Gen_BB012 | MW | SEPD | Consumer Transformation | St Fillans | 0 | 0.00053576 | 0.0015992 | 0.0033138 | 0.0059607 | 0.0086856 | 0.012635 | 0.017932 | 0.023285 | 0.028671 | 0.034634 | 0.040874 | 0.047436 | 0.054048 | 0.060713 | 0.067437 | 0.072576 | 0.077609 | 0.082589 | 0.087493 | 0.092348 | 0.097163 | 0.10198 | 0.10678 | 0.11157 | 0.11553 | 0.11949 | 0.12343 | 0.12738 | 0.13132 | 0.13526 | 0.1392
Gen_BB013 | MW | SEPD | Consumer Transformation | St Fillans | 0.17422 | 0.18026 | 0.1917 | 0.20927 | 0.23484 | 0.25989 | 0.29452 | 0.33892 | 0.38224 | 0.42475 | 0.471 | 0.51877 | 0.56834 | 0.62035 | 0.67241 | 0.72597 | 0.76286 | 0.79949 | 0.8361 | 0.87256 | 0.91042 | 0.94821 | 0.98756 | 1.0268 | 1.0659 | 1.0994 | 1.1328 | 1.1663 | 1.1997 | 1.2332 | 1.2667 | 1.3002
Gen_BB014 | MW | SEPD | Consumer Transformation | St Fillans | 0 | 0 | 0 | 0 | 0 | 0 | 0 | 0 | 0 | 0 | 0 | 0 | 0 | 0 | 0 | 0 | 0 | 0 | 0 | 0 | 0 | 0 | 0 | 0 | 0 | 0 | 0 | 0 | 0 | 0 | 0 | 0
Gen_BB015 | MW | SEPD | Consumer Transformation | St Fillans | 0 | 0 | 0 | 0 | 0 | 0 | 0 | 0 | 0 | 0.1466 | 0.31896 | 0.55603 | 0.77954 | 1.0658 | 1.2985 | 1.5382 | 1.7849 | 2.0477 | 2.3276 | 2.6257 | 2.9228 | 3.227 | 3.5256 | 3.8039 | 4.0694 | 4.3194 | 4.5644 | 4.8065 | 5.0444 | 5.2919 | 5.5335 | 5.7843
Gen_BB016 | MW | SEPD | Consumer Transformation | St Fillans | 0.023475 | 0.023475 | 0.023695 | 0.024078 | 0.024738 | 0.027521 | 0.029716 | 0.033972 | 0.041781 | 0.054592 | 0.075742 | 0.098922 | 0.12582 | 0.15117 | 0.17615 | 0.2076 | 0.23249 | 0.2573 | 0.29983 | 0.34166 | 0.38277 | 0.42313 | 0.46274 | 0.50157 | 0.53959 | 0.57679 | 0.61316 | 0.64989 | 0.68699 | 0.72445 | 0.76229 | 0.80052
Gen_BB017 | MW | SEPD | Consumer Transformation | St Fillans | 0 | 0 | 0 | 0 | 0 | 0 | 0 | 0 | 0 | 0 | 0 | 0 | 0 | 0 | 0 | 0 | 0 | 0 | 0 | 0 | 0 | 0 | 0 | 0 | 0 | 0 | 0 | 0 | 0 | 0 | 0 | 0
Gen_BB018 | MW | SEPD | Consumer Transformation | St Fillans | 7.5999 | 7.5999 | 7.5999 | 7.5999 | 7.6249 | 7.9787 | 8.085 | 8.2448 | 8.4047 | 8.5749 | 8.7345 | 8.9049 | 9.0646 | 9.2245 | 9.3841 | 9.5544 | 9.7143 | 9.8569 | 9.9939 | 10.1359 | 10.2629 | 10.3962 | 10.5043 | 10.5987 | 10.7004 | 10.7995 | 10.9064 | 11.0006 | 11.0928 | 11.1937 | 11.293 | 11.3802
Hydrogen electrolysis | MW | SEPD | Consumer Transformation | St Fillans | 0 | 0 | 0 | 0 | 0 | 0 | 0 | 0 | 0 | 0 | 0 | 0 | 0 | 0 | 0 | 0 | 0 | 0 | 0 | 0 | 0 | 0 | 0 | 0 | 0 | 0 | 0 | 0 | 0 | 0 | 0 | 0
Lct_BB001 | Number | SEPD | Consumer Transformation | St Fillans | 6.4218 | 10.8531 | 19.7259 | 39.4928 | 62.7894 | 94.3439 | 160.2488 | 233.1422 | 305.9962 | 378.8968 | 451.7692 | 524.6455 | 639.3323 | 769.8661 | 902.8646 | 1033.0551 | 1159.1009 | 1273.2305 | 1372.0722 | 1454.0038 | 1521.8187 | 1575.9293 | 1616.6044 | 1634.9082 | 1646.9894 | 1646.7006 | 1607.942 | 1604.8804 | 1597.3756 | 1580.9183 | 1560.5718 | 1536.4822
Lct_BB003 | Number | SEPD | Consumer Transformation | St Fillans | 0 | 0 | 0 | 0 | 0 | 0 | 0 | 0 | 0 | 0 | 0 | 0 | 0 | 0 | 0 | 0 | 0 | 0 | 0 | 0 | 0 | 0 | 0 | 0 | 0 | 0 | 0 | 0 | 0 | 0 | 0 | 0
Lct_BB005 | Number | SEPD | Consumer Transformation | St Fillans | 14.373 | 15.7287 | 16.4622 | 21.9408 | 34.5996 | 53.5063 | 76.3039 | 102.2453 | 130.9644 | 196.766 | 275.4903 | 348.4667 | 399.3077 | 451.3474 | 503.4724 | 556.4113 | 609.8475 | 646.7289 | 684.0315 | 721.821 | 760.8441 | 800.4765 | 828.1468 | 855.9336 | 882.7283 | 909.8821 | 937.3911 | 940.3911 | 943.3911 | 946.3911 | 949.3911 | 952.3911
Lct_BB006 | Number | SEPD | Consumer Transformation | St Fillans | 0 | 0 | 0.2146 | 0.4268 | 0.6366 | 0.8435 | 1.0471 | 1.4986 | 1.943 | 3.4281 | 4.8888 | 6.324 | 11.3432 | 16.3081 | 21.2165 | 26.0705 | 30.8699 | 35.4482 | 39.9725 | 44.4438 | 48.8612 | 53.226 | 54.7259 | 56.2153 | 57.6938 | 59.1618 | 60.6199 | 60.6199 | 60.6199 | 60.6199 | 60.6199 | 60.6199
Lct_BB007 | Number | SEPD | Consumer Transformation | St Fillans | 4.442 | 5.5155 | 5.5786 | 9.2606 | 17.6321 | 26.8866 | 35.452 | 44.2633 | 53.7023 | 63.9071 | 76.3592 | 87.5306 | 93.2548 | 98.9145 | 104.5097 | 110.0405 | 115.5069 | 118.2776 | 121.0433 | 123.8041 | 126.56 | 129.3109 | 130.5272 | 132.499 | 134.4797 | 136.4694 | 138.468 | 138.0732 | 137.6784 | 137.2837 | 136.8889 | 136.4941
Lct_BB008 | Number | SEPD | Consumer Transformation | St Fillans | 0 | 0 | 0.05269 | 0.10471 | 0.15605 | 0.20671 | 0.25668 | 0.36752 | 0.47658 | 0.58384 | 0.68932 | 0.79302 | 1.1556 | 1.5142 | 1.8689 | 2.2195 | 2.5662 | 2.8969 | 3.2237 | 3.5467 | 3.8658 | 4.1811 | 4.2895 | 4.397 | 4.5038 | 4.6099 | 4.7152 | 4.7152 | 4.7152 | 4.7152 | 4.7152 | 4.7152
Lct_BB010b | MW | SEPD | Consumer Transformation | St Fillans | 0.098 | 0.1218 | 0.1526 | 0.2464 | 0.3738 | 0.5012 | 0.8134 | 1.1354 | 1.4308 | 1.7192 | 2.0128 | 2.3066 | 2.8584 | 3.5378 | 4.5419 | 5.6028 | 6.2922 | 6.7889 | 6.9778 | 7.0439 | 7.0895 | 7.1064 | 7.1143 | 7.1143 | 7.1143 | 7.1143 | 7.1169 | 7.1169 | 7.1169 | 7.1169 | 7.1169 | 7.1169
Lct_BB011b | MW | SEPD | Consumer Transformation | St Fillans | 0.014 | 0.0162 | 0.0209 | 0.03157 | 0.04226 | 0.05526 | 0.0781 | 0.1153 | 0.16101 | 0.1918 | 0.2248 | 0.26441 | 0.29458 | 0.32455 | 0.35366 | 0.38002 | 0.40314 | 0.42201 | 0.43645 | 0.4462 | 0.45236 | 0.45665 | 0.45916 | 0.46147 | 0.46461 | 0.46926 | 0.46958 | 0.46958 | 0.46958 | 0.46958 | 0.46958 | 0.46958
Lct_BB012b | MW | SEPD | Consumer Transformation | St Fillans | 0 | 0.0034 | 0.00579 | 0.01168 | 0.01614 | 0.02127 | 0.0268 | 0.03148 | 0.03645 | 0.04171 | 0.047 | 0.05129 | 0.05967 | 0.06754 | 0.07443 | 0.07988 | 0.08384 | 0.08597 | 0.08633 | 0.08656 | 0.08675 | 0.0869 | 0.08702 | 0.08708 | 0.08714 | 0.08722 | 0.08734 | 0.08734 | 0.08734 | 0.08734 | 0.08734 | 0.08734
Lct_BB013b | MW | SEPD | Consumer Transformation | St Fillans | 0 | 0.0006 | 0.00121 | 0.0025 | 0.00348 | 0.00452 | 0.00643 | 0.00941 | 0.01265 | 0.01421 | 0.01578 | 0.01757 | 0.01965 | 0.02166 | 0.02356 | 0.02523 | 0.02666 | 0.02776 | 0.02853 | 0.02897 | 0.02918 | 0.02928 | 0.02928 | 0.02928 | 0.02928 | 0.02938 | 0.02938 | 0.02938 | 0.02938 | 0.02938 | 0.02938 | 0.02938
Lct_BB014 | Number | SEPD | Consumer Transformation | St Fillans | 1.3345 | 1.3448 | 1.5108 | 1.7153 | 1.9399 | 2.1931 | 2.4835 | 2.4112 | 2.6987 | 3.0206 | 3.3771 | 3.7822 | 3.9945 | 4.4998 | 5.0794 | 5.7323 | 6.4656 | 9.6692 | 10.416 | 11.2385 | 12.1541 | 13.1607 | 16.7586 | 18.2043 | 19.7196 | 21.4723 | 23.4089 | 26.3936 | 29.7503 | 33.5422 | 37.8088 | 42.6134
Other generation | MW | SEPD | Consumer Transformation | St Fillans | 0 | 0 | 0 | 0 | 0 | 0 | 0 | 0 | 0 | 0 | 0 | 0 | 0 | 0 | 0 | 0 | 0 | 0 | 0 | 0 | 0 | 0 | 0 | 0 | 0 | 0 | 0 | 0 | 0 | 0 | 0 | 0
Srg_BB001 | MW | SEPD | Consumer Transformation | St Fillans | 0 | 0.060162 | 0.066178 | 0.072194 | 0.07821 | 0.084226 | 0.090243 | 0.1865 | 0.19252 | 0.19875 | 0.2052 | 0.21263 | 0.28906 | 0.36862 | 0.4513 | 0.53707 | 0.62732 | 0.67329 | 0.72149 | 0.77174 | 0.82437 | 0.87929 | 0.92706 | 0.97503 | 1.0231 | 1.0712 | 1.1195 | 1.1213 | 1.1232 | 1.1251 | 1.1271 | 1.1291
Srg_BB002 | MW | SEPD | Consumer Transformation | St Fillans | 0 | 0 | 0.00036932 | 0.0007802 | 0.001263 | 0.0018543 | 0.0025817 | 0.010309 | 0.017095 | 0.025582 | 0.035788 | 0.04819 | 0.053418 | 0.058902 | 0.064417 | 0.069976 | 0.075464 | 0.084942 | 0.094773 | 0.10503 | 0.11564 | 0.12667 | 0.14583 | 0.16612 | 0.18746 | 0.20986 | 0.23165 | 0.25427 | 0.27772 | 0.30201 | 0.32712 | 0.35306
Data centres (MW) | MW | SEPD | Consumer Transformation | Strathleven | 0 | 0 | 0 | 0 | 0 | 0 | 0 | 0 | 0 | 0 | 0 | 0 | 0 | 0 | 0 | 0 | 0 | 0 | 0 | 0 | 0 | 0 | 0 | 0 | 0 | 0 | 0 | 0 | 0 | 0 | 0 | 0
Dem_BB001a | Number of homes (cumulative) | SEPD | Consumer Transformation | Strathleven | 0 | 23 | 35 | 59 | 66 | 73 | 80 | 87 | 94 | 102 | 110 | 118 | 124 | 127 | 129 | 131 | 133 | 135.6117 | 138.2802 | 139.8692 | 141.403 | 142.9262 | 143.2164 | 143.4548 | 143.6467 | 143.7992 | 143.9241 | 144.0261 | 144.1087 | 144.1687 | 144.2086 | 144.2275
Dem_BB002b | Floorspace (m2) (cumulative) | SEPD | Consumer Transformation | Strathleven | 0 | 2250 | 4050 | 4175 | 4300 | 4425 | 4550 | 4625 | 4700 | 4775 | 4850 | 4925 | 5000 | 5000 | 5000 | 5000 | 5000 | 5000 | 5000 | 5000 | 5000 | 5000 | 5000 | 5000 | 5000 | 5000 | 5000 | 5000 | 5000 | 5000 | 5000 | 5000
Domestic direct electric heating | Number | SEPD | Consumer Transformation | Strathleven | 835.5379 | 838.0215 | 839.3175 | 830.7585 | 814.3337 | 790.5902 | 750.8923 | 719.9737 | 689.0662 | 667.9595 | 644.0329 | 620.9402 | 613.3138 | 607.8718 | 605.6865 | 601.6037 | 597.6403 | 593.9687 | 590.048 | 586.2194 | 582.5051 | 578.9771 | 575.7848 | 572.6898 | 569.5833 | 566.4787 | 563.3785 | 560.268 | 557.1752 | 554.0775 | 550.9921 | 547.8957
Gas: Hydrogen peaking | MW | SEPD | Consumer Transformation | Strathleven | 0 | 0 | 0 | 0 | 0 | 0 | 0 | 0 | 0 | 0 | 0 | 0 | 0 | 0 | 0 | 0 | 0 | 0 | 0 | 0 | 0 | 0 | 0 | 0 | 0 | 0 | 0 | 0 | 0 | 0 | 0 | 0
Gen_BB001 | MW | SEPD | Consumer Transformation | Strathleven | 0.139 | 0.139 | 0.139 | 0.139 | 0.139 | 0.139 | 0.139 | 0.139 | 0.139 | 0.139 | 0.139 | 0.139 | 0.139 | 0.139 | 0.139 | 0.139 | 0.139 | 0.139 | 0.139 | 0.139 | 0.139 | 0.139 | 0.139 | 0.139 | 0.139 | 0.139 | 0 | 0 | 0 | 0 | 0 | 0
Gen_BB004 | MW | SEPD | Consumer Transformation | Strathleven | 5.5 | 5.5 | 5.5 | 5.5 | 5.5 | 5.5 | 5.5 | 5.5 | 5.5 | 5.5 | 5.5 | 5.5 | 5.5 | 5.5 | 5.5 | 5.5 | 5.5 | 5.5 | 5.5 | 5.5 | 5.5 | 5.5 | 5.5 | 3.5 | 3.5 | 1.43 | 0.49005 | 0.48025 | 0.47064 | 0.45652 | 0.44283 | 0.42954
Gen_BB005 | MW | SEPD | Consumer Transformation | Strathleven | 0 | 0 | 0 | 0 | 0 | 0 | 0 | 0 | 0 | 0 | 0 | 0 | 0 | 0 | 0 | 0 | 0 | 0 | 0 | 0 | 0 | 0 | 0 | 0 | 0 | 0 | 0 | 0 | 0 | 0 | 0 | 0
Gen_BB006 | MW | SEPD | Consumer Transformation | Strathleven | 0 | 0 | 0 | 0 | 0 | 0 | 0 | 0 | 0 | 0 | 0 | 0 | 0 | 0 | 0 | 0 | 0 | 0 | 0 | 0 | 0 | 0 | 0 | 0 | 0 | 0 | 0 | 0 | 0 | 0 | 0 | 0
Gen_BB008 | MW | SEPD | Consumer Transformation | Strathleven | 0 | 0 | 0 | 0 | 0 | 0 | 0 | 0 | 0 | 0 | 0 | 0 | 0 | 0 | 0 | 0 | 0 | 0 | 0 | 0 | 0 | 0 | 0 | 0 | 0 | 0 | 0 | 0 | 0 | 0 | 0 | 0
Gen_BB010 | MW | SEPD | Consumer Transformation | Strathleven | 0.5 | 0.5 | 0.5 | 0.5 | 0.5 | 0.5 | 0.5 | 0.5 | 0.5 | 0.5 | 0.5 | 0.5 | 0.5 | 0.5 | 0.5 | 0.5 | 0.5 | 0.5 | 3.5 | 3.5 | 3.5 | 3.5 | 3.5 | 3.5 | 3.5 | 3.5 | 3.5 | 3.5 | 3.5 | 3.5 | 3.5 | 3.5
Gen_BB011 | MW | SEPD | Consumer Transformation | Strathleven | 0 | 0 | 0 | 0 | 0 | 0 | 0 | 0 | 0 | 0 | 0 | 0 | 0 | 0 | 0 | 0 | 0 | 0 | 0 | 0 | 0 | 0 | 0 | 0 | 0 | 0 | 0 | 0 | 0 | 0 | 0 | 0
Gen_BB012 | MW | SEPD | Consumer Transformation | Strathleven | 0.51591 | 0.52111 | 0.53063 | 0.5442 | 0.56208 | 0.57777 | 0.59721 | 1.126 | 1.7456 | 2.4519 | 3.2898 | 4.3852 | 5.6558 | 7.0984 | 8.5632 | 10.0983 | 11.3956 | 12.4845 | 13.0599 | 14.4692 | 14.9126 | 15.3433 | 15.7679 | 16.1975 | 17.0106 | 17.8125 | 18.6143 | 19.3418 | 19.9952 | 20.5743 | 21.0795 | 21.5104
Gen_BB013 | MW | SEPD | Consumer Transformation | Strathleven | 1.7422 | 1.7525 | 1.7696 | 1.8002 | 1.8357 | 1.8718 | 1.9208 | 1.9832 | 2.0451 | 2.1079 | 2.1762 | 2.2474 | 2.32 | 2.3954 | 2.4739 | 2.5541 | 2.6654 | 2.7804 | 2.8911 | 3.0028 | 3.1159 | 3.2315 | 3.3534 | 3.4762 | 3.5989 | 3.7058 | 3.8125 | 3.9193 | 4.0262 | 4.1332 | 4.2403 | 4.3474
Gen_BB014 | MW | SEPD | Consumer Transformation | Strathleven | 0 | 0 | 0 | 0 | 0 | 0 | 0 | 0 | 0 | 0 | 0 | 0 | 0 | 0 | 0 | 0 | 0 | 0 | 0 | 0 | 0 | 0 | 0 | 0 | 0 | 0 | 0 | 0 | 0 | 0 | 0 | 0
Gen_BB015 | MW | SEPD | Consumer Transformation | Strathleven | 20 | 20 | 20 | 20 | 41 | 41 | 41 | 41 | 41 | 41.3859 | 41.8396 | 42.4636 | 43.0519 | 43.8055 | 44.4178 | 45.0489 | 55.6982 | 56.3899 | 57.1267 | 57.9114 | 58.6935 | 59.494 | 60.2802 | 61.0126 | 61.7116 | 62.3695 | 63.0145 | 63.6518 | 64.2779 | 64.9293 | 65.5652 | 66.2254
Gen_BB016 | MW | SEPD | Consumer Transformation | Strathleven | 0.98979 | 0.98979 | 0.99037 | 0.99138 | 0.99312 | 1.0004 | 1.0062 | 1.0174 | 1.038 | 1.0717 | 1.1274 | 1.1884 | 1.2592 | 1.3259 | 1.4817 | 1.5645 | 2.374 | 2.5333 | 2.6452 | 2.7553 | 2.8635 | 2.9698 | 3.074 | 3.1762 | 3.2763 | 3.3742 | 3.47 | 3.5666 | 3.6643 | 3.7629 | 3.8625 | 3.9631
Gen_BB017 | MW | SEPD | Consumer Transformation | Strathleven | 0 | 0 | 0 | 0 | 0 | 0 | 0 | 0 | 0 | 0 | 0 | 0 | 0 | 0 | 0 | 0 | 0 | 0 | 0 | 0 | 0 | 0 | 0 | 0 | 0 | 0 | 0 | 0 | 0 | 0 | 0 | 0
Gen_BB018 | MW | SEPD | Consumer Transformation | Strathleven | 3.181 | 3.281 | 3.281 | 3.281 | 3.291 | 3.432 | 3.4744 | 3.5381 | 3.6018 | 3.6697 | 3.7333 | 3.8012 | 3.8649 | 3.9286 | 3.9923 | 4.0602 | 4.1239 | 4.1808 | 4.2354 | 4.292 | 4.3426 | 4.3957 | 4.4389 | 4.4765 | 4.517 | 4.5565 | 4.5991 | 4.6367 | 4.6734 | 4.7136 | 4.7532 | 4.788
Hydrogen electrolysis | MW | SEPD | Consumer Transformation | Strathleven | 0 | 0 | 0 | 0 | 0 | 0 | 0 | 0 | 0 | 0 | 0 | 0 | 0 | 0 | 0 | 0 | 0 | 0 | 0 | 0 | 0 | 0 | 0 | 0 | 0 | 0 | 0 | 0 | 0 | 0 | 0 | 0
Lct_BB001 | Number | SEPD | Consumer Transformation | Strathleven | 35.6916 | 60.0093 | 108.549 | 216.9924 | 345.138 | 519.1585 | 788.1205 | 1082.8625 | 1377.5179 | 1672.2819 | 1967.0595 | 2261.738 | 2748.8984 | 3316.1008 | 3896.9547 | 4469.5899 | 5028.8956 | 5540.784 | 5990.0072 | 6368.1943 | 6686.0399 | 6943.8569 | 7142.2326 | 7243.5313 | 7314.9169 | 7324.1909 | 7171.9978 | 7167.0857 | 7141.7254 | 7075.9032 | 6992.8626 | 6892.3116
Lct_BB003 | Number | SEPD | Consumer Transformation | Strathleven | 0 | 0 | 0 | 0 | 0 | 0 | 0 | 0 | 0 | 0 | 0 | 0 | 0 | 0 | 0 | 0 | 0 | 0 | 0 | 0 | 0 | 0 | 0 | 0 | 0 | 0 | 0 | 0 | 0 | 0 | 0 | 0
Lct_BB005 | Number | SEPD | Consumer Transformation | Strathleven | 180.9022 | 197.2161 | 203.8301 | 250.484 | 382.8363 | 582.4652 | 810.6221 | 1027.7678 | 1246.4311 | 1514.2534 | 1840.5677 | 2134.5337 | 2290.0868 | 2447.128 | 2605.3688 | 2762.9398 | 2922.2411 | 3016.4831 | 3111.1938 | 3208.8369 | 3309.7244 | 3414.2746 | 3486.378 | 3559.3622 | 3639.3743 | 3720.5409 | 3802.8865 | 3816.0865 | 3829.2865 | 3842.4865 | 3855.6865 | 3868.8865
Lct_BB006 | Number | SEPD | Consumer Transformation | Strathleven | 0 | 0 | 0.639 | 1.2703 | 1.8932 | 2.5074 | 3.1134 | 4.4594 | 5.7842 | 9.242 | 12.6421 | 15.9854 | 27.6742 | 39.2334 | 50.6643 | 61.9667 | 73.1399 | 83.7987 | 94.3328 | 104.7441 | 115.031 | 125.1929 | 128.6844 | 132.1517 | 135.5943 | 139.0134 | 142.408 | 142.408 | 142.408 | 142.408 | 142.408 | 142.408
Lct_BB007 | Number | SEPD | Consumer Transformation | Strathleven | 5.3729 | 6.6714 | 6.7477 | 11.2014 | 21.3274 | 32.5213 | 42.8819 | 53.5398 | 64.9569 | 77.3005 | 92.3623 | 105.8749 | 112.7988 | 119.6446 | 126.4125 | 133.1024 | 139.7144 | 143.0658 | 146.4111 | 149.7505 | 153.084 | 156.4114 | 157.8827 | 160.2677 | 162.6635 | 165.0702 | 167.4876 | 167.0101 | 166.5326 | 166.0551 | 165.5776 | 165.1001
Lct_BB008 | Number | SEPD | Consumer Transformation | Strathleven | 0 | 0 | 0.06373 | 0.12667 | 0.18878 | 0.25005 | 0.3105 | 0.44459 | 0.57651 | 0.70626 | 0.83384 | 0.95925 | 1.3978 | 1.8316 | 2.2605 | 2.6847 | 3.104 | 3.504 | 3.8993 | 4.29 | 4.676 | 5.0573 | 5.1884 | 5.3185 | 5.4478 | 5.5761 | 5.7035 | 5.7035 | 5.7035 | 5.7035 | 5.7035 | 5.7035
Lct_BB010b | MW | SEPD | Consumer Transformation | Strathleven | 0.365 | 0.48591 | 0.69594 | 1.1775 | 1.7733 | 2.5418 | 3.825 | 5.0324 | 6.135 | 7.2604 | 8.4973 | 9.7319 | 12.4141 | 17.685 | 20.8859 | 22.5679 | 23.7858 | 24.5066 | 24.7688 | 24.8679 | 24.9343 | 24.9725 | 24.9917 | 24.9917 | 24.9917 | 24.9917 | 25.0071 | 25.0071 | 25.0071 | 25.0071 | 25.0071 | 25.0071
Lct_BB011b | MW | SEPD | Consumer Transformation | Strathleven | 0.014 | 0.0242 | 0.04456 | 0.08458 | 0.12437 | 0.17183 | 0.23683 | 0.32052 | 0.41831 | 0.50434 | 0.59768 | 0.70356 | 0.82211 | 0.93978 | 1.0511 | 1.1518 | 1.2385 | 1.3074 | 1.3571 | 1.3882 | 1.405 | 1.4101 | 1.4127 | 1.4152 | 1.4185 | 1.4235 | 1.4239 | 1.4239 | 1.4239 | 1.4239 | 1.4239 | 1.4239
Lct_BB012b | MW | SEPD | Consumer Transformation | Strathleven | 0.313 | 0.3349 | 0.35709 | 0.40174 | 0.43557 | 0.47428 | 0.51582 | 0.55142 | 0.58982 | 0.63019 | 0.67093 | 0.70456 | 0.76907 | 0.83025 | 0.8838 | 0.92656 | 0.95822 | 0.97601 | 0.9805 | 0.98341 | 0.98579 | 0.98769 | 0.98915 | 0.98986 | 0.9906 | 0.99157 | 0.99311 | 0.99311 | 0.99311 | 0.99311 | 0.99311 | 0.99311
Lct_BB013b | MW | SEPD | Consumer Transformation | Strathleven | 0 | 0 | 0 | 0 | 0 | 0 | 0 | 0 | 0 | 0 | 0 | 0 | 0 | 0 | 0 | 0 | 0 | 0 | 0 | 0 | 0 | 0 | 0 | 0 | 0 | 0 | 0 | 0 | 0 | 0 | 0 | 0
Lct_BB014 | Number | SEPD | Consumer Transformation | Strathleven | 9.792 | 9.8672 | 11.0857 | 12.5861 | 14.2342 | 16.0918 | 18.2228 | 17.5274 | 19.6178 | 21.9575 | 24.5487 | 27.4936 | 27.5961 | 31.0872 | 35.0913 | 39.6015 | 44.6678 | 66.8 | 71.959 | 77.6415 | 83.9671 | 90.9207 | 108.0431 | 117.3638 | 127.1329 | 138.4325 | 150.9178 | 170.1605 | 191.8012 | 216.2475 | 243.7546 | 274.7299
Other generation | MW | SEPD | Consumer Transformation | Strathleven | 0 | 0 | 0 | 0 | 0 | 0 | 0 | 0 | 0 | 0 | 0 | 0 | 0 | 0 | 0 | 0 | 0 | 0 | 0 | 0 | 0 | 0 | 0 | 0 | 0 | 0 | 0 | 0 | 0 | 0 | 0 | 0
Srg_BB001 | MW | SEPD | Consumer Transformation | Strathleven | 0 | 0 | 0.020223 | 0.041279 | 0.08406 | 0.13217 | 0.20481 | 0.47827 | 0.53984 | 0.60662 | 0.66966 | 0.79611 | 0.82161 | 0.85457 | 0.8941 | 0.93769 | 1.0509 | 1.2179 | 1.3955 | 1.5791 | 1.7742 | 1.9772 | 2.0439 | 2.1113 | 2.1772 | 2.2441 | 2.3103 | 2.3483 | 2.3857 | 2.4222 | 2.4593 | 2.4952
Srg_BB002 | MW | SEPD | Consumer Transformation | Strathleven | 0 | 0 | 0.0033995 | 0.0069076 | 0.010647 | 0.014859 | 0.019539 | 0.064042 | 0.099678 | 0.14088 | 0.18684 | 0.23901 | 0.25967 | 0.28017 | 0.29979 | 0.31869 | 0.33722 | 0.36902 | 0.4018 | 0.43579 | 0.47082 | 0.507 | 0.56962 | 0.63564 | 0.7048 | 0.77718 | 0.84738 | 0.92005 | 0.99522 | 1.0728 | 1.1529 | 1.2354
Data centres (MW) | MW | SEPD | Consumer Transformation | Strichen | 0 | 0 | 0 | 0 | 0 | 0 | 0 | 0 | 0 | 0 | 0 | 0 | 0 | 0 | 0 | 0 | 0 | 0 | 0 | 0 | 0 | 0 | 0 | 0 | 0 | 0 | 0 | 0 | 0 | 0 | 0 | 0
Dem_BB001a | Number of homes (cumulative) | SEPD | Consumer Transformation | Strichen | 0 | 59 | 129 | 198 | 264 | 342 | 418 | 493 | 566 | 627 | 682 | 740 | 795 | 848 | 897 | 948 | 996 | 1035.9172 | 1076.9195 | 1099.8026 | 1119.603 | 1136.309 | 1150.7006 | 1163.0223 | 1173.2813 | 1181.4871 | 1186.6557 | 1189.7932 | 1190.9047 | 1190.9857 | 1191.0395 | 1191.065
Dem_BB002b | Floorspace (m2) (cumulative) | SEPD | Consumer Transformation | Strichen | 0 | 3001.404 | 5406.4682 | 7577.6958 | 7915.9495 | 8922.3627 | 12436.9855 | 16143.2478 | 20109.7012 | 24337.5456 | 28825.6809 | 33574.1073 | 38413.5065 | 43412.3705 | 48614.18 | 53815.63 | 55896.889 | 57717.957 | 59278.734 | 60579.22 | 61619.415 | 62399.51 | 62919.51 | 63179.51 | 63179.51 | 63179.51 | 63179.51 | 63179.51 | 63179.51 | 63179.51 | 63179.51 | 63179.51
Domestic direct electric heating | Number | SEPD | Consumer Transformation | Strichen | 1706.7615 | 1713.1326 | 1720.6932 | 1704.9622 | 1675.9506 | 1633.8177 | 1560.504 | 1490.2002 | 1421.1203 | 1370.0012 | 1310.1587 | 1258.4113 | 1226.4195 | 1209.2806 | 1201.2079 | 1196.0022 | 1190.7791 | 1184.9145 | 1178.9 | 1171.4065 | 1163.8283 | 1156.2555 | 1149.2181 | 1142.0935 | 1134.9445 | 1127.6669 | 1120.201 | 1112.5871 | 1104.9138 | 1097.1926 | 1089.5325 | 1081.8691
Gas: Hydrogen peaking | MW | SEPD | Consumer Transformation | Strichen | 0 | 0 | 0 | 0 | 0 | 0 | 0 | 0 | 0 | 0 | 0 | 0 | 0 | 0 | 0 | 0 | 0 | 0 | 0 | 0 | 0 | 0 | 0 | 0 | 0 | 0 | 0 | 0 | 0 | 0 | 0 | 0
Gen_BB001 | MW | SEPD | Consumer Transformation | Strichen | 0.049 | 0.049 | 0.049 | 0.049 | 0.049 | 0.049 | 0.049 | 0.049 | 0.049 | 0.049 | 0.049 | 0.049 | 0.049 | 0.049 | 0.049 | 0.049 | 0.049 | 0.049 | 0.049 | 0 | 0 | 0 | 0 | 0 | 0 | 0 | 0 | 0 | 0 | 0 | 0 | 0
Gen_BB004 | MW | SEPD | Consumer Transformation | Strichen | 0 | 0 | 0 | 0 | 0 | 0 | 0 | 0 | 0 | 0 | 0 | 0 | 0 | 0 | 0 | 0 | 0 | 0 | 0 | 0 | 0 | 0 | 0 | 0 | 0 | 0 | 0 | 0 | 0 | 0 | 0 | 0
Gen_BB005 | MW | SEPD | Consumer Transformation | Strichen | 0 | 0 | 0 | 0 | 0 | 0 | 0 | 0 | 0 | 0 | 0 | 0 | 0 | 0 | 0 | 0 | 0 | 0 | 0 | 0 | 0 | 0 | 0 | 0 | 0 | 0 | 0 | 0 | 0 | 0 | 0 | 0
Gen_BB006 | MW | SEPD | Consumer Transformation | Strichen | 0 | 0 | 0 | 0 | 0 | 0 | 0 | 0 | 0 | 0 | 0 | 0 | 0 | 0 | 0 | 0 | 0 | 0 | 0 | 0 | 0 | 0 | 0 | 0 | 0 | 0 | 0 | 0 | 0 | 0 | 0 | 0
Gen_BB008 | MW | SEPD | Consumer Transformation | Strichen | 0 | 0 | 0 | 0 | 0 | 0 | 0 | 0 | 0 | 0 | 0 | 0 | 0 | 0 | 0 | 0 | 0 | 0 | 0 | 0 | 0 | 0 | 0 | 0 | 0 | 0 | 0 | 0 | 0 | 0 | 0 | 0
Gen_BB010 | MW | SEPD | Consumer Transformation | Strichen | 0 | 0 | 0 | 0 | 0 | 0 | 0 | 0 | 0 | 0 | 0 | 0 | 0 | 0 | 0 | 0 | 0 | 0 | 0 | 0 | 0 | 0 | 0 | 0 | 0 | 0 | 0 | 0 | 0 | 0 | 0 | 0
Gen_BB011 | MW | SEPD | Consumer Transformation | Strichen | 0 | 0 | 0 | 0 | 0 | 0 | 0 | 0 | 0 | 0 | 0 | 0 | 0 | 0 | 0 | 0 | 0 | 0 | 0 | 0 | 0 | 0 | 0 | 0 | 0 | 0 | 0 | 0 | 0 | 0 | 0 | 0
Gen_BB012 | MW | SEPD | Consumer Transformation | Strichen | 0.33221 | 0.33889 | 0.35138 | 0.36982 | 0.39536 | 0.41906 | 0.45025 | 2.4711 | 4.8559 | 7.5865 | 10.8339 | 15.0921 | 20.0382 | 25.66 | 31.3705 | 37.3583 | 42.4074 | 46.6422 | 48.8688 | 54.3587 | 56.0702 | 57.7323 | 59.3708 | 61.0294 | 64.1886 | 67.3078 | 70.4264 | 73.2545 | 75.793 | 78.0407 | 79.9995 | 81.6679
Gen_BB013 | MW | SEPD | Consumer Transformation | Strichen | 2.2204 | 2.2535 | 2.3196 | 2.421 | 2.5643 | 2.7206 | 2.9271 | 3.1842 | 3.4431 | 3.6939 | 3.961 | 4.2445 | 4.5396 | 4.8416 | 5.1459 | 5.4609 | 5.7909 | 6.1092 | 6.4262 | 6.7194 | 7.0095 | 7.2976 | 7.5954 | 7.8894 | 8.183 | 8.4338 | 8.6799 | 8.9232 | 9.1638 | 9.4029 | 9.6423 | 9.8819
Gen_BB014 | MW | SEPD | Consumer Transformation | Strichen | 0 | 0 | 0 | 0 | 0 | 0 | 0 | 0 | 0 | 0 | 0 | 0 | 0 | 0 | 0 | 0 | 0 | 0 | 0 | 0 | 0 | 0 | 0 | 0 | 0 | 0 | 0 | 0 | 0 | 0 | 0 | 0
Gen_BB015 | MW | SEPD | Consumer Transformation | Strichen | 14.5 | 14.5 | 16.8 | 16.8 | 16.8 | 16.8 | 16.8 | 16.8 | 16.8 | 17.4201 | 18.1492 | 21.552 | 27.5974 | 31.2085 | 32.1924 | 37.8067 | 38.8501 | 39.9616 | 41.1457 | 42.4067 | 43.6636 | 44.95 | 46.2134 | 47.3904 | 48.5136 | 49.5709 | 50.6075 | 51.6316 | 52.6377 | 53.6845 | 54.7065 | 55.7674
Gen_BB016 | MW | SEPD | Consumer Transformation | Strichen | 12.4013 | 12.4013 | 12.4022 | 12.4038 | 12.4066 | 12.4184 | 12.4277 | 12.4457 | 13.2787 | 13.3329 | 13.4224 | 14.3204 | 15.2342 | 16.3914 | 17.2971 | 18.1602 | 24.2644 | 25.6924 | 25.8723 | 26.0492 | 26.2231 | 26.3939 | 26.5614 | 26.7256 | 26.8864 | 27.0438 | 27.1977 | 27.353 | 27.5099 | 27.6684 | 27.8285 | 27.9902
Gen_BB017 | MW | SEPD | Consumer Transformation | Strichen | 0 | 0 | 0 | 0 | 0 | 0 | 0 | 0 | 0 | 0 | 0 | 0 | 0 | 0 | 0 | 0 | 0 | 0 | 0 | 0 | 0 | 0 | 0 | 0 | 0 | 0 | 0 | 0 | 0 | 0 | 0 | 0
Gen_BB018 | MW | SEPD | Consumer Transformation | Strichen | 0.0102 | 0.0102 | 0.0102 | 0.0102 | 0.0102 | 0.0102 | 0.0102 | 0.0102 | 0.0102 | 0.0102 | 0.0102 | 0.0102 | 0.0102 | 0.0102 | 0.0102 | 0.0102 | 0.0102 | 0.0102 | 0.0102 | 0.0102 | 0.0102 | 0.0102 | 0.0102 | 0.0102 | 0.0102 | 0.0102 | 0.0102 | 0.0102 | 0.0102 | 0.0102 | 0.0102 | 0.0102
Hydrogen electrolysis | MW | SEPD | Consumer Transformation | Strichen | 0 | 0 | 0 | 0 | 0 | 0 | 0 | 0 | 0 | 0 | 0 | 0 | 0 | 0 | 0 | 0 | 0 | 0 | 0 | 0 | 0 | 0 | 0 | 0 | 0 | 0 | 0 | 0 | 0 | 0 | 0 | 0
Lct_BB001 | Number | SEPD | Consumer Transformation | Strichen | 59.6765 | 101.5432 | 187.3172 | 376.3083 | 599.1363 | 901.6759 | 1418.1213 | 1979.928 | 2545.4785 | 3115.9027 | 3691.353 | 4274.1021 | 5223.4029 | 6297.8106 | 7397.9989 | 8481.8496 | 9536.912 | 10500.7923 | 11344.7205 | 12053.2876 | 12646.8859 | 13126.9815 | 13494.5268 | 13676.6218 | 13804.9439 | 13831.0038 | 13512.0634 | 13482.7783 | 13417.5086 | 13282.5442 | 13115.9406 | 12919.6647
Lct_BB003 | Number | SEPD | Consumer Transformation | Strichen | 2.6294 | 3.0719 | 4.9562 | 8.0142 | 12.6596 | 18.9245 | 27.7315 | 42.4112 | 73.8604 | 96.3929 | 133.6606 | 184.6292 | 227.0608 | 269.4644 | 310.7291 | 349.9791 | 386.9243 | 420.6634 | 450.8392 | 476.8324 | 499.2987 | 520.6066 | 537.6916 | 551.8997 | 566.5838 | 585.638 | 597.5263 | 601.5716 | 605.0912 | 608.2048 | 610.9604 | 611.9346
Lct_BB005 | Number | SEPD | Consumer Transformation | Strichen | 77.5951 | 102.5663 | 114.3983 | 182.8222 | 373.0465 | 697.2658 | 1061.4783 | 1418.9308 | 1795.1119 | 2463.8573 | 3241.9014 | 3925.8637 | 4249.4085 | 4572.8568 | 4893.5853 | 5215.533 | 5537.3411 | 5698.9915 | 5864.8497 | 6025.7701 | 6190.6645 | 6359.7562 | 6472.3399 | 6584.1189 | 6726.1742 | 6869.216 | 7012.2834 | 7035.6834 | 7057.8834 | 7079.4834 | 7101.0834 | 7122.6834
Lct_BB006 | Number | SEPD | Consumer Transformation | Strichen | 0 | 0 | 0.6341 | 1.2598 | 1.8771 | 2.4865 | 3.0873 | 4.4221 | 5.7349 | 10.3392 | 14.8672 | 19.3198 | 34.8845 | 50.2776 | 65.4999 | 80.5511 | 95.4307 | 109.625 | 123.6542 | 137.5175 | 151.2157 | 164.7489 | 169.3991 | 174.0155 | 178.6 | 183.1533 | 187.6747 | 187.6747 | 187.6747 | 187.6747 | 187.6747 | 187.6747
Lct_BB007 | Number | SEPD | Consumer Transformation | Strichen | 6.2439 | 7.7529 | 7.8416 | 13.0172 | 24.7847 | 37.7933 | 49.8333 | 62.219 | 75.4869 | 89.8315 | 107.3348 | 123.0379 | 131.0842 | 139.0398 | 146.9048 | 154.6792 | 162.3631 | 166.2577 | 170.1453 | 174.026 | 177.8998 | 181.7667 | 183.4765 | 186.2481 | 189.0324 | 191.8292 | 194.6385 | 194.0836 | 193.5287 | 192.9738 | 192.4189 | 191.864
Lct_BB008 | Number | SEPD | Consumer Transformation | Strichen | 0 | 0 | 0.07408 | 0.14719 | 0.21935 | 0.29056 | 0.36081 | 0.51661 | 0.6699 | 0.82069 | 0.96895 | 1.1147 | 1.6244 | 2.1285 | 2.627 | 3.1199 | 3.6072 | 4.072 | 4.5315 | 4.9855 | 5.434 | 5.8772 | 6.0295 | 6.1807 | 6.3309 | 6.48 | 6.6281 | 6.6281 | 6.6281 | 6.6281 | 6.6281 | 6.6281
Lct_BB010b | MW | SEPD | Consumer Transformation | Strichen | 0.308 | 0.48693 | 0.78225 | 1.6433 | 2.6982 | 4.2491 | 6.8284 | 9.001 | 10.9878 | 13.4482 | 16.0957 | 18.4206 | 23.8999 | 32.836 | 38.4338 | 42.5765 | 45.2704 | 46.8558 | 48.4463 | 48.8508 | 49.0972 | 49.2277 | 49.2926 | 49.2926 | 49.2926 | 49.2926 | 49.3105 | 49.3105 | 49.3105 | 49.3105 | 49.3105 | 49.3105
Lct_BB011b | MW | SEPD | Consumer Transformation | Strichen | 0.007 | 0.029 | 0.08583 | 0.19501 | 0.30256 | 0.43321 | 0.62987 | 0.90855 | 1.2422 | 1.5045 | 1.7854 | 2.1132 | 2.4334 | 2.7496 | 3.0521 | 3.3248 | 3.5619 | 3.7523 | 3.8917 | 3.9805 | 4.0338 | 4.0573 | 4.0707 | 4.0828 | 4.0995 | 4.1242 | 4.126 | 4.126 | 4.126 | 4.126 | 4.126 | 4.126
Lct_BB012b | MW | SEPD | Consumer Transformation | Strichen | 0 | 0.0143 | 0.03147 | 0.06331 | 0.08759 | 0.11542 | 0.14535 | 0.17042 | 0.19765 | 0.22613 | 0.25477 | 0.27813 | 0.32352 | 0.36625 | 0.40329 | 0.43268 | 0.45407 | 0.46553 | 0.46765 | 0.46878 | 0.46969 | 0.47042 | 0.47097 | 0.47125 | 0.47154 | 0.47191 | 0.4725 | 0.4725 | 0.4725 | 0.4725 | 0.4725 | 0.4725
Lct_BB013b | MW | SEPD | Consumer Transformation | Strichen | 0 | 0.0026 | 0.00513 | 0.01061 | 0.01477 | 0.01921 | 0.02732 | 0.04002 | 0.0538 | 0.06045 | 0.06714 | 0.07474 | 0.08358 | 0.09213 | 0.10023 | 0.10733 | 0.1134 | 0.11807 | 0.12135 | 0.12321 | 0.12408 | 0.12452 | 0.12452 | 0.12452 | 0.12452 | 0.12496 | 0.12496 | 0.12496 | 0.12496 | 0.12496 | 0.12496 | 0.12496
Lct_BB014 | Number | SEPD | Consumer Transformation | Strichen | 7.7819 | 7.8416 | 8.81 | 10.0024 | 11.3122 | 12.7885 | 14.482 | 15.2313 | 17.0479 | 19.0811 | 21.3329 | 23.892 | 28.1407 | 31.7007 | 35.7839 | 40.3831 | 45.5493 | 68.1184 | 73.3792 | 79.1738 | 85.6243 | 92.7152 | 116.0883 | 126.1031 | 136.5995 | 148.7405 | 162.1555 | 182.8311 | 206.0832 | 232.3499 | 261.9052 | 295.187
Other generation | MW | SEPD | Consumer Transformation | Strichen | 0 | 0 | 0 | 0 | 0 | 0 | 0 | 0 | 0 | 0 | 0 | 0 | 0 | 0 | 0 | 0 | 0 | 0 | 0 | 0 | 0 | 0 | 0 | 0 | 0 | 0 | 0 | 0 | 0 | 0 | 0 | 0
Srg_BB001 | MW | SEPD | Consumer Transformation | Strichen | 0 | 0.060162 | 0.083165 | 0.10687 | 35.1304 | 35.1561 | 35.1919 | 35.3976 | 35.4276 | 35.4596 | 35.49 | 35.551 | 35.6405 | 35.7378 | 35.841 | 35.9519 | 36.0972 | 36.2235 | 36.3572 | 36.4943 | 36.6398 | 36.7918 | 36.8717 | 36.9523 | 37.032 | 37.1122 | 37.192 | 37.2119 | 37.2315 | 37.2506 | 37.2702 | 37.2893
Srg_BB002 | MW | SEPD | Consumer Transformation | Strichen | 0 | 0 | 0.0044267 | 0.0090902 | 0.014204 | 0.020117 | 0.026912 | 0.094124 | 0.14986 | 0.21635 | 0.29289 | 0.38239 | 0.41884 | 0.45597 | 0.49236 | 0.5282 | 0.56373 | 0.62534 | 0.68948 | 0.75659 | 0.82629 | 0.89884 | 1.0253 | 1.1596 | 1.3011 | 1.4498 | 1.5948 | 1.7455 | 1.902 | 2.0643 | 2.2323 | 2.4061
Data centres (MW) | MW | SEPD | Consumer Transformation | Tarland | 0 | 0 | 0 | 0 | 0 | 0 | 0 | 0 | 0 | 0 | 0 | 0 | 0 | 0 | 0 | 0 | 0 | 0 | 0 | 0 | 0 | 0 | 0 | 0 | 0 | 0 | 0 | 0 | 0 | 0 | 0 | 0
Dem_BB001a | Number of homes (cumulative) | SEPD | Consumer Transformation | Tarland | 0 | 51 | 139 | 204 | 270 | 339 | 395 | 440 | 481 | 519 | 548 | 577 | 601 | 622 | 639 | 657 | 671 | 684.8746 | 698.8303 | 710.6724 | 721.4355 | 732.1408 | 737.5319 | 742.8532 | 747.1119 | 751.3175 | 754.4859 | 757.6233 | 759.7346 | 761.8155 | 762.8692 | 763.8947
Dem_BB002b | Floorspace (m2) (cumulative) | SEPD | Consumer Transformation | Tarland | 0 | 0.162 | 0.636 | 1.063 | 5634.3235 | 6104.2177 | 6574.1454 | 7044.192 | 7514.2796 | 7984.4081 | 8454.5777 | 8924.7882 | 9394.5142 | 9394.7864 | 9395.025 | 9395.23 | 9395.394 | 9395.517 | 9395.599 | 9395.64 | 9395.64 | 9395.64 | 9395.64 | 9395.64 | 9395.64 | 9395.64 | 9395.64 | 9395.64 | 9395.64 | 9395.64 | 9395.64 | 9395.64
Domestic direct electric heating | Number | SEPD | Consumer Transformation | Tarland | 2574.2935 | 2579.7952 | 2589.3029 | 2534.8271 | 2461.3312 | 2354.9223 | 2181.7271 | 2069.7415 | 1961.0543 | 1883.7043 | 1795.359 | 1714.5466 | 1681.5115 | 1659.5514 | 1649.2457 | 1634.625 | 1620.154 | 1606.2882 | 1592.8028 | 1579.1992 | 1565.9229 | 1552.8654 | 1540.1695 | 1527.6258 | 1515.1407 | 1502.8307 | 1490.5482 | 1478.3224 | 1466.2331 | 1454.65 | 1443.1131 | 1431.6243
Gas: Hydrogen peaking | MW | SEPD | Consumer Transformation | Tarland | 0 | 0 | 0 | 0 | 0 | 0 | 0 | 0 | 0 | 0 | 0 | 0 | 0 | 0 | 0 | 0 | 0 | 0 | 0 | 0 | 0 | 0 | 0 | 0 | 0 | 0 | 0 | 0 | 0 | 0 | 0 | 0
Gen_BB001 | MW | SEPD | Consumer Transformation | Tarland | 0 | 0 | 0 | 0 | 0 | 0 | 0 | 0 | 0 | 0 | 0 | 0 | 0 | 0 | 0 | 0 | 0 | 0 | 0 | 0 | 0 | 0 | 0 | 0 | 0 | 0 | 0 | 0 | 0 | 0 | 0 | 0
Gen_BB004 | MW | SEPD | Consumer Transformation | Tarland | 0 | 0 | 0 | 0 | 0 | 0 | 0 | 0 | 0 | 0 | 0 | 0 | 0 | 0 | 0 | 0 | 0 | 0 | 0 | 0 | 0 | 0 | 0 | 0 | 0 | 0 | 0 | 0 | 0 | 0 | 0 | 0
Gen_BB005 | MW | SEPD | Consumer Transformation | Tarland | 0 | 0 | 0 | 0 | 0 | 0 | 0 | 0 | 0 | 0 | 0 | 0 | 0 | 0 | 0 | 0 | 0 | 0 | 0 | 0 | 0 | 0 | 0 | 0 | 0 | 0 | 0 | 0 | 0 | 0 | 0 | 0
Gen_BB006 | MW | SEPD | Consumer Transformation | Tarland | 0 | 0 | 0 | 0 | 0 | 0 | 0 | 0 | 0 | 0 | 0 | 0 | 0 | 0 | 0 | 0 | 0 | 0 | 0 | 0 | 0 | 0 | 0 | 0 | 0 | 0 | 0 | 0 | 0 | 0 | 0 | 0
Gen_BB008 | MW | SEPD | Consumer Transformation | Tarland | 0 | 0 | 0 | 0 | 0 | 0 | 0 | 0 | 0 | 0 | 0 | 0 | 0 | 0 | 0 | 0 | 0 | 0 | 0 | 0 | 0 | 0 | 0 | 0 | 0 | 0 | 0 | 0 | 0 | 0 | 0 | 0
Gen_BB010 | MW | SEPD | Consumer Transformation | Tarland | 0 | 0 | 0 | 0 | 0 | 0 | 0 | 0 | 0 | 0 | 0 | 0 | 0 | 0 | 0 | 0 | 0 | 0 | 0 | 0 | 0 | 0 | 0 | 0 | 0 | 0 | 0 | 0 | 0 | 0 | 0 | 0
Gen_BB011 | MW | SEPD | Consumer Transformation | Tarland | 0 | 0 | 0 | 0 | 0 | 0 | 0 | 0 | 0 | 0 | 0 | 0 | 0 | 0 | 0 | 0 | 0 | 0 | 0 | 0 | 0 | 0 | 0 | 0 | 0 | 0 | 0 | 0 | 0 | 0 | 0 | 0
Gen_BB012 | MW | SEPD | Consumer Transformation | Tarland | 0.70312 | 0.70859 | 0.71874 | 0.73355 | 0.7537 | 0.77206 | 0.79576 | 1.0914 | 1.4339 | 1.8215 | 2.2795 | 2.8735 | 3.5603 | 4.3377 | 5.1265 | 5.9524 | 6.656 | 7.2494 | 7.572 | 8.3345 | 8.5873 | 8.8333 | 9.0763 | 9.322 | 9.77 | 10.2089 | 10.6477 | 11.0473 | 11.4079 | 11.7292 | 12.0116 | 12.2549
Gen_BB013 | MW | SEPD | Consumer Transformation | Tarland | 1.8238 | 1.8462 | 1.8978 | 1.9693 | 2.0711 | 2.1815 | 2.3177 | 2.4784 | 2.6374 | 2.7956 | 2.9581 | 3.128 | 3.303 | 3.4813 | 3.6606 | 3.8453 | 4.08 | 4.3131 | 4.5449 | 4.7729 | 5.0036 | 5.2354 | 5.4723 | 5.7086 | 5.9442 | 6.1488 | 6.3517 | 6.5546 | 6.7562 | 6.9579 | 7.1582 | 7.3587
Gen_BB014 | MW | SEPD | Consumer Transformation | Tarland | 0 | 0 | 0 | 0 | 0 | 0 | 0 | 0 | 0 | 0 | 0 | 0 | 0 | 0 | 0 | 0 | 0 | 0 | 0 | 0 | 0 | 0 | 0 | 0 | 0 | 0 | 0 | 0 | 0 | 0 | 0 | 0
Gen_BB015 | MW | SEPD | Consumer Transformation | Tarland | 20.099 | 20.099 | 20.099 | 20.099 | 20.099 | 20.099 | 20.099 | 20.099 | 20.099 | 20.6059 | 21.2019 | 22.0217 | 31.9941 | 32.9841 | 33.7884 | 34.6175 | 37.1705 | 38.0791 | 39.047 | 40.0779 | 41.1054 | 42.157 | 43.1898 | 44.1519 | 45.0701 | 45.9345 | 46.7818 | 47.619 | 48.4415 | 49.2972 | 50.1327 | 50.9999
Gen_BB016 | MW | SEPD | Consumer Transformation | Tarland | 0.38617 | 0.38617 | 0.38693 | 0.38826 | 0.39054 | 0.40017 | 0.40776 | 0.42247 | 0.44947 | 0.49377 | 0.56691 | 0.64706 | 0.74006 | 0.90773 | 0.99409 | 1.1029 | 1.1889 | 1.4997 | 1.6468 | 1.7914 | 1.9336 | 2.0732 | 2.2101 | 2.3444 | 2.4758 | 2.6045 | 2.7302 | 2.8573 | 2.9855 | 3.1151 | 3.2459 | 3.3781
Gen_BB017 | MW | SEPD | Consumer Transformation | Tarland | 0 | 0 | 0 | 0 | 0 | 0 | 0 | 0 | 0 | 0 | 0 | 0 | 0 | 0 | 0 | 0 | 0 | 0 | 0 | 0 | 0 | 0 | 0 | 0 | 0 | 0 | 0 | 0 | 0 | 0 | 0 | 0
Gen_BB018 | MW | SEPD | Consumer Transformation | Tarland | 0.519 | 2.519 | 2.519 | 2.519 | 2.527 | 2.6403 | 2.6744 | 2.7255 | 2.7767 | 2.8313 | 2.8824 | 2.9369 | 2.9881 | 3.0393 | 3.0904 | 3.145 | 3.1962 | 3.2419 | 3.2857 | 3.3312 | 3.3719 | 3.4146 | 3.4492 | 3.4794 | 3.512 | 3.5437 | 3.578 | 3.6082 | 3.6377 | 3.67 | 3.7018 | 3.7297
Hydrogen electrolysis | MW | SEPD | Consumer Transformation | Tarland | 0 | 0 | 0 | 0 | 0 | 0 | 0 | 0 | 0 | 0 | 0 | 0 | 0 | 0 | 0 | 0 | 0 | 0 | 0 | 0 | 0 | 0 | 0 | 0 | 0 | 0 | 0 | 0 | 0 | 0 | 0 | 0
Lct_BB001 | Number | SEPD | Consumer Transformation | Tarland | 65.2444 | 111.3126 | 204.5779 | 412.6221 | 656.123 | 986.9246 | 1531.076 | 2116.5815 | 2704.4212 | 3297.1006 | 3895.3418 | 4499.9689 | 5501.6395 | 6626.7116 | 7774.8162 | 8900.5384 | 9989.9959 | 10978.2956 | 11836.0128 | 12548.4623 | 13139.7386 | 13612.4624 | 13968.8182 | 14131.2024 | 14240.6987 | 14252.3698 | 13900.3755 | 13860.8643 | 13784.7958 | 13636.892 | 13456.484 | 13246.2493
Lct_BB003 | Number | SEPD | Consumer Transformation | Tarland | 0 | 0 | 0.96687 | 2.0158 | 3.5668 | 5.6458 | 8.5452 | 11.7508 | 14.7955 | 19.8434 | 31.0183 | 47.918 | 62.7051 | 82.6803 | 102.6689 | 121.8211 | 139.9829 | 156.5033 | 171.214 | 183.684 | 194.3741 | 204.6816 | 212.8788 | 220.0397 | 227.811 | 237.8331 | 243.1475 | 245.4629 | 247.4525 | 249.1927 | 250.715 | 251.1794
Lct_BB005 | Number | SEPD | Consumer Transformation | Tarland | 201.3532 | 247.3748 | 266.9836 | 387.1557 | 751.1189 | 1312.2649 | 1905.2825 | 2423.8626 | 2961.4838 | 3758.3278 | 4700.168 | 5502.6602 | 5754.651 | 6005.9146 | 6253.9008 | 6498.8246 | 6741.0023 | 6788.3188 | 6841.7619 | 6900.325 | 6966.6868 | 7039.2816 | 7074.5384 | 7109.8597 | 7207.4855 | 7307.597 | 7408.8411 | 7430.4411 | 7451.4411 | 7472.4411 | 7492.8411 | 7513.2411
Lct_BB006 | Number | SEPD | Consumer Transformation | Tarland | 0 | 0 | 0 | 0 | 0 | 0 | 0 | 0 | 0 | 0 | 0 | 0 | 0 | 0 | 0 | 0 | 0 | 0 | 0 | 0 | 0 | 0 | 0 | 0 | 0 | 0 | 0 | 0 | 0 | 0 | 0 | 0
Lct_BB007 | Number | SEPD | Consumer Transformation | Tarland | 0.62863 | 0.78055 | 0.78948 | 1.3106 | 2.4953 | 3.805 | 5.0171 | 6.2641 | 7.5999 | 9.0441 | 10.8063 | 12.3872 | 13.1973 | 13.9983 | 14.7901 | 15.5728 | 16.3464 | 16.7385 | 17.1299 | 17.5206 | 17.9106 | 18.2999 | 18.4721 | 18.7511 | 19.0314 | 19.313 | 19.5958 | 19.54 | 19.4841 | 19.4282 | 19.3724 | 19.3165
Lct_BB008 | Number | SEPD | Consumer Transformation | Tarland | 0 | 0 | 0.00746 | 0.01482 | 0.02208 | 0.02925 | 0.03632 | 0.05201 | 0.06744 | 0.08262 | 0.09755 | 0.11222 | 0.16353 | 0.21428 | 0.26447 | 0.31409 | 0.36315 | 0.40995 | 0.4562 | 0.50191 | 0.54707 | 0.59169 | 0.60702 | 0.62224 | 0.63736 | 0.65237 | 0.66728 | 0.66728 | 0.66728 | 0.66728 | 0.66728 | 0.66728
Lct_BB010b | MW | SEPD | Consumer Transformation | Tarland | 0.287 | 0.50914 | 0.885 | 1.8642 | 2.9516 | 4.6734 | 7.2651 | 9.7551 | 12.0548 | 14.4358 | 17.2637 | 19.7483 | 24.9542 | 34.761 | 41.2278 | 46.8201 | 50.0764 | 51.4699 | 52.4148 | 52.7085 | 52.9313 | 53.0665 | 53.1101 | 53.1101 | 53.1101 | 53.1101 | 53.1315 | 53.1315 | 53.1315 | 53.1315 | 53.1315 | 53.1315
Lct_BB011b | MW | SEPD | Consumer Transformation | Tarland | 0 | 0.0127 | 0.05672 | 0.13803 | 0.21886 | 0.31599 | 0.47041 | 0.70088 | 0.98012 | 1.1872 | 1.4091 | 1.6713 | 1.9063 | 2.1395 | 2.3635 | 2.5651 | 2.7406 | 2.8827 | 2.9882 | 3.057 | 3.0987 | 3.121 | 3.1338 | 3.1454 | 3.1614 | 3.185 | 3.1867 | 3.1867 | 3.1867 | 3.1867 | 3.1867 | 3.1867
Lct_BB012b | MW | SEPD | Consumer Transformation | Tarland | 0.641 | 0.6665 | 0.69625 | 0.75034 | 0.7901 | 0.83392 | 0.87938 | 0.92814 | 0.98275 | 1.0424 | 1.1057 | 1.165 | 1.2654 | 1.3652 | 1.4583 | 1.5402 | 1.6095 | 1.6617 | 1.6966 | 1.7241 | 1.7466 | 1.7645 | 1.7783 | 1.785 | 1.792 | 1.8012 | 1.8157 | 1.8157 | 1.8157 | 1.8157 | 1.8157 | 1.8157
Lct_BB013b | MW | SEPD | Consumer Transformation | Tarland | 0 | 0.0083 | 0.01662 | 0.03438 | 0.04786 | 0.06225 | 0.08852 | 0.12964 | 0.17426 | 0.1958 | 0.21746 | 0.24208 | 0.27071 | 0.2984 | 0.32463 | 0.34762 | 0.36726 | 0.38237 | 0.39299 | 0.39901 | 0.40184 | 0.40327 | 0.40327 | 0.40327 | 0.40327 | 0.4047 | 0.4047 | 0.4047 | 0.4047 | 0.4047 | 0.4047 | 0.4047
Lct_BB014 | Number | SEPD | Consumer Transformation | Tarland | 10.0839 | 10.1613 | 11.4162 | 12.9613 | 14.6586 | 16.5715 | 18.766 | 17.2934 | 19.3558 | 21.6643 | 24.221 | 27.1265 | 26.1614 | 29.471 | 33.267 | 37.5428 | 42.3456 | 63.3273 | 68.2181 | 73.6051 | 79.6019 | 86.194 | 103.9856 | 112.9563 | 122.3585 | 133.2337 | 145.2502 | 163.7702 | 184.5983 | 208.1265 | 234.6006 | 264.4126
Other generation | MW | SEPD | Consumer Transformation | Tarland | 0 | 0 | 0 | 0 | 0 | 0 | 0 | 0 | 0 | 0 | 0 | 0 | 0 | 0 | 0 | 0 | 0 | 0 | 0 | 0 | 0 | 0 | 0 | 0 | 0 | 0 | 0 | 0 | 0 | 0 | 0 | 0
Srg_BB001 | MW | SEPD | Consumer Transformation | Tarland | 0 | 0.063096 | 0.089729 | 0.1172 | 0.14448 | 20.1744 | 20.2163 | 20.5545 | 20.6958 | 20.8392 | 20.9803 | 21.1492 | 21.691 | 22.2398 | 22.7947 | 23.3541 | 23.9478 | 24.34 | 24.7392 | 25.1413 | 25.5511 | 25.967 | 26.1942 | 26.4219 | 26.6487 | 26.8759 | 27.1027 | 27.1829 | 27.2628 | 27.3423 | 27.4221 | 27.5015
Srg_BB002 | MW | SEPD | Consumer Transformation | Tarland | 0 | 0 | 0.0036079 | 0.0073809 | 0.011477 | 0.016171 | 0.021505 | 0.073577 | 0.11627 | 0.16671 | 0.22421 | 0.29085 | 0.31777 | 0.34498 | 0.37147 | 0.39739 | 0.42325 | 0.46831 | 0.51543 | 0.56494 | 0.61657 | 0.6705 | 0.76483 | 0.86525 | 0.97139 | 1.0832 | 1.1924 | 1.3062 | 1.4245 | 1.5474 | 1.6749 | 1.8069
Data centres (MW) | MW | SEPD | Consumer Transformation | Taynuilt | 0 | 0 | 0 | 0 | 0 | 0 | 0 | 0 | 0 | 0 | 0 | 0 | 0 | 0 | 0 | 0 | 0 | 0 | 0 | 0 | 0 | 0 | 0 | 0 | 0 | 0 | 0 | 0 | 0 | 0 | 0 | 0
Dem_BB001a | Number of homes (cumulative) | SEPD | Consumer Transformation | Taynuilt | 0 | 38.6944 | 160.4786 | 308.1235 | 480.7784 | 602.4171 | 698.088 | 779.7215 | 851.3017 | 923.9691 | 988.5307 | 1040.337 | 1080.8492 | 1104.8492 | 1119.8492 | 1134.8492 | 1145.8492 | 1154.0844 | 1162.4341 | 1167.6234 | 1169.7013 | 1170.7562 | 1171.3413 | 1171.8219 | 1172.2089 | 1172.5164 | 1172.7683 | 1172.9738 | 1173.1404 | 1173.2614 | 1173.3417 | 1173.3799
Dem_BB002b | Floorspace (m2) (cumulative) | SEPD | Consumer Transformation | Taynuilt | 0 | 0 | 0 | 0 | 0 | 0 | 0 | 0 | 0 | 0 | 0 | 0 | 0 | 0 | 0 | 0 | 0 | 0 | 0 | 0 | 0 | 0 | 0 | 0 | 0 | 0 | 0 | 0 | 0 | 0 | 0 | 0
Domestic direct electric heating | Number | SEPD | Consumer Transformation | Taynuilt | 5874.6066 | 5878.8036 | 5891.9885 | 5793.827 | 5675.2059 | 5486.6272 | 5158.2681 | 4899.9823 | 4652.3041 | 4484.3053 | 4292.0509 | 4105.3165 | 4039.057 | 3991.3242 | 3968.4156 | 3932.2094 | 3896.6281 | 3861.6586 | 3826.6129 | 3791.9479 | 3757.7321 | 3724.7915 | 3692.9432 | 3661.725 | 3632.2317 | 3603.4174 | 3575.1762 | 3547.4164 | 3520.0092 | 3493.459 | 3468.0437 | 3443.4842
Gas: Hydrogen peaking | MW | SEPD | Consumer Transformation | Taynuilt | 0 | 0 | 0 | 0 | 0 | 0 | 0 | 0 | 0 | 0 | 0 | 0 | 0 | 0 | 0 | 0 | 0 | 0 | 0 | 0 | 0 | 0 | 0 | 0 | 0 | 0 | 0 | 0 | 0 | 0 | 0 | 0
Gen_BB001 | MW | SEPD | Consumer Transformation | Taynuilt | 0 | 0 | 0 | 0 | 0 | 0 | 0 | 0 | 0 | 0 | 0 | 0 | 0 | 0 | 0 | 0 | 0 | 0 | 0 | 0 | 0 | 0 | 0 | 0 | 0 | 0 | 0 | 0 | 0 | 0 | 0 | 0
Gen_BB004 | MW | SEPD | Consumer Transformation | Taynuilt | 0 | 0 | 0 | 0 | 0 | 0 | 0 | 0 | 0 | 0 | 0 | 0 | 0 | 0 | 0 | 0 | 0 | 0 | 0 | 0 | 0 | 0 | 0 | 0 | 0 | 0 | 0 | 0 | 0 | 0 | 0 | 0
Gen_BB005 | MW | SEPD | Consumer Transformation | Taynuilt | 0 | 0 | 0 | 0 | 0 | 0 | 0 | 0 | 0 | 0 | 0 | 0 | 0 | 0 | 0 | 0 | 0 | 0 | 0 | 0 | 0 | 0 | 0 | 0 | 0 | 0 | 0 | 0 | 0 | 0 | 0 | 0
Gen_BB006 | MW | SEPD | Consumer Transformation | Taynuilt | 0 | 0 | 0 | 0 | 0 | 0 | 0 | 0 | 0 | 0 | 0 | 0 | 0 | 0 | 0 | 0 | 0 | 0 | 0 | 0 | 0 | 0 | 0 | 0 | 0 | 0 | 0 | 0 | 0 | 0 | 0 | 0
Gen_BB008 | MW | SEPD | Consumer Transformation | Taynuilt | 0 | 0 | 0 | 0 | 0 | 0 | 0 | 0 | 0 | 0 | 0 | 0 | 0 | 0 | 0 | 0 | 0 | 0 | 0 | 0 | 0 | 0 | 0 | 0 | 0 | 0 | 0 | 0 | 0 | 0 | 0 | 0
Gen_BB010 | MW | SEPD | Consumer Transformation | Taynuilt | 0 | 0 | 0 | 0 | 0 | 0 | 0 | 0 | 0 | 0 | 0 | 0 | 0 | 0 | 0 | 0 | 0 | 0 | 0 | 0 | 0 | 0 | 0 | 0 | 0 | 0 | 0 | 0 | 0 | 0 | 0 | 0
Gen_BB011 | MW | SEPD | Consumer Transformation | Taynuilt | 0 | 0 | 0 | 0 | 0 | 0 | 0 | 0 | 0 | 0 | 0 | 0 | 0 | 0 | 0 | 0 | 0 | 0 | 0 | 0 | 0 | 0 | 0 | 0 | 0 | 0 | 0 | 0 | 0 | 0 | 0 | 0
Gen_BB012 | MW | SEPD | Consumer Transformation | Taynuilt | 0.0559 | 0.061548 | 0.072176 | 0.088031 | 0.11028 | 0.13124 | 0.15921 | 0.19377 | 0.2264 | 0.25761 | 0.29078 | 0.32434 | 0.35871 | 0.39259 | 0.42616 | 0.45953 | 0.49772 | 0.53556 | 0.57341 | 0.61098 | 0.64847 | 0.68591 | 0.72359 | 0.76127 | 0.79895 | 0.83016 | 0.8614 | 0.89265 | 0.92394 | 0.95526 | 0.98662 | 1.018
Gen_BB013 | MW | SEPD | Consumer Transformation | Taynuilt | 1.8733 | 1.9043 | 1.9826 | 2.1117 | 2.3056 | 2.4884 | 2.7102 | 2.9744 | 3.2337 | 3.4981 | 3.778 | 4.0556 | 4.3294 | 4.591 | 4.8496 | 5.1135 | 5.4331 | 5.7532 | 6.0662 | 6.3791 | 6.6904 | 7.0055 | 7.3346 | 7.664 | 7.9939 | 8.2781 | 8.5617 | 8.8453 | 9.129 | 9.4127 | 9.6967 | 9.9809
Gen_BB014 | MW | SEPD | Consumer Transformation | Taynuilt | 0 | 0 | 0 | 0 | 0 | 0 | 0 | 0 | 0 | 0 | 0 | 0 | 0 | 0 | 0 | 0 | 0 | 0 | 0 | 0 | 0 | 0 | 0 | 0 | 0 | 0 | 0 | 0 | 0 | 0 | 0 | 0
Gen_BB015 | MW | SEPD | Consumer Transformation | Taynuilt | 14.4 | 18.4 | 18.4 | 18.4 | 18.4 | 18.4 | 18.4 | 18.4 | 18.4 | 20.1336 | 22.1718 | 27.3753 | 31.6183 | 35.004 | 37.7547 | 40.5902 | 43.507 | 49.0144 | 52.3246 | 55.8501 | 59.3637 | 62.9599 | 66.492 | 69.7823 | 72.9225 | 75.8784 | 78.7761 | 81.6393 | 84.4519 | 87.3784 | 90.2355 | 93.2011
Gen_BB016 | MW | SEPD | Consumer Transformation | Taynuilt | 8.2476 | 8.3226 | 8.3252 | 8.3297 | 8.3375 | 8.3705 | 8.3964 | 8.4467 | 8.5391 | 8.6906 | 10.3907 | 10.6648 | 10.9828 | 12.0116 | 13.257 | 15.479 | 15.7733 | 16.9466 | 18.3496 | 18.8442 | 19.5314 | 20.0087 | 20.477 | 20.9362 | 21.3858 | 21.8258 | 22.2559 | 22.6902 | 23.1289 | 23.5719 | 24.0194 | 24.4714
Gen_BB017 | MW | SEPD | Consumer Transformation | Taynuilt | 0 | 0 | 0 | 0 | 0 | 0 | 0 | 0 | 0 | 0 | 0 | 0 | 0 | 0 | 0 | 0 | 0 | 0 | 0 | 0 | 0 | 0 | 0 | 0 | 0 | 0 | 0 | 0 | 0 | 0 | 0 | 0
Gen_BB018 | MW | SEPD | Consumer Transformation | Taynuilt | 122.1444 | 125.2984 | 132.6234 | 132.6234 | 132.8474 | 136.0168 | 136.9687 | 138.3998 | 139.8318 | 141.3565 | 142.7867 | 144.3123 | 145.7434 | 147.1755 | 148.6047 | 150.1303 | 151.5623 | 152.8403 | 154.0672 | 155.3395 | 156.4767 | 157.6705 | 158.6394 | 159.4844 | 160.3957 | 161.2832 | 162.2408 | 163.0849 | 163.9101 | 164.8137 | 165.7032 | 166.4849
Hydrogen electrolysis | MW | SEPD | Consumer Transformation | Taynuilt | 0 | 0 | 0 | 0 | 0 | 0 | 0 | 0 | 0 | 0.7 | 0.7 | 1.4 | 1.4 | 0.7 | 1.4 | 1.4 | 1.4 | 2 | 2 | 2 | 2 | 3 | 3 | 3 | 3 | 3 | 3.7 | 3.7 | 3.7 | 3.7 | 3.7 | 3.7
Lct_BB001 | Number | SEPD | Consumer Transformation | Taynuilt | 59.6016 | 99.951 | 181.1739 | 362.2949 | 576.6293 | 867.7621 | 1475.5095 | 2183.6588 | 2892.751 | 3602.9161 | 4314.2739 | 5027.4106 | 6117.5549 | 7396.7246 | 8715.7764 | 10027.582 | 11322.7494 | 12523.8229 | 13594.2973 | 14512.247 | 15296.0213 | 15943.7109 | 16453.9043 | 16745.5225 | 16961.0867 | 17015.4984 | 16713.9393 | 16722.6076 | 16683.543 | 16550.0314 | 16376.2675 | 16160.5031
Lct_BB003 | Number | SEPD | Consumer Transformation | Taynuilt | 0 | 0 | 0 | 0 | 0 | 0 | 0 | 2.4372 | 4.8617 | 7.2768 | 9.8049 | 15.0048 | 19.4397 | 23.1566 | 26.6796 | 30.0172 | 33.1456 | 36.0223 | 38.6141 | 40.905 | 42.9091 | 44.7951 | 46.3553 | 47.5895 | 48.8209 | 50.4865 | 51.5364 | 51.9021 | 52.2215 | 52.505 | 52.7569 | 52.8497
Lct_BB005 | Number | SEPD | Consumer Transformation | Taynuilt | 477.1495 | 615.3354 | 671.3183 | 1056.2172 | 2149.9931 | 3428.1209 | 4511.5752 | 5345.645 | 6119.7241 | 6997.1295 | 8039.8184 | 8933.6701 | 9264.8553 | 9589.5129 | 9909.8309 | 10227.2723 | 10544.9487 | 10652.1866 | 10759.8792 | 10875.0918 | 10995.7402 | 11123.128 | 11198.5057 | 11274.7202 | 11406.4505 | 11540.7125 | 11677.2559 | 11704.2559 | 11731.2559 | 11758.2559 | 11785.2559 | 11812.2559
Lct_BB006 | Number | SEPD | Consumer Transformation | Taynuilt | 0 | 0 | 1.5636 | 3.1069 | 4.6302 | 6.1335 | 7.6163 | 10.9068 | 14.1436 | 16.8318 | 19.4754 | 22.0747 | 31.1632 | 40.1518 | 49.0405 | 57.8295 | 66.5188 | 74.8078 | 83.0001 | 91.0945 | 99.0937 | 106.996 | 109.7119 | 112.4091 | 115.0864 | 117.7452 | 120.3836 | 120.3836 | 120.3836 | 120.3836 | 120.3836 | 120.3836
Lct_BB007 | Number | SEPD | Consumer Transformation | Taynuilt | 18.6421 | 23.1473 | 23.4121 | 38.8648 | 73.9982 | 112.8371 | 148.7843 | 185.7636 | 225.3768 | 268.2045 | 320.4632 | 367.347 | 391.3703 | 415.1229 | 438.6049 | 461.8165 | 484.7578 | 496.3856 | 507.9928 | 519.5792 | 531.145 | 542.6902 | 547.7949 | 556.07 | 564.3828 | 572.733 | 581.1207 | 579.4639 | 577.8072 | 576.1504 | 574.4937 | 572.8369
Lct_BB008 | Number | SEPD | Consumer Transformation | Taynuilt | 0 | 0 | 0.22118 | 0.43947 | 0.65492 | 0.86751 | 1.0772 | 1.5424 | 2.0001 | 2.4503 | 2.8929 | 3.3281 | 4.8499 | 6.3549 | 7.8433 | 9.3149 | 10.7698 | 12.1576 | 13.5292 | 14.8847 | 16.2241 | 17.5472 | 18.0019 | 18.4534 | 18.9017 | 19.3469 | 19.7889 | 19.7889 | 19.7889 | 19.7889 | 19.7889 | 19.7889
Lct_BB010b | MW | SEPD | Consumer Transformation | Taynuilt | 0.217 | 0.37571 | 0.71869 | 1.5294 | 2.5252 | 3.8459 | 6.8631 | 9.7998 | 12.5713 | 15.2097 | 17.9213 | 20.8991 | 25.9292 | 32.6831 | 43.0179 | 52.0117 | 56.4436 | 59.1748 | 60.9441 | 61.7439 | 62.364 | 62.8022 | 62.9362 | 62.9362 | 62.9362 | 62.9362 | 63.0306 | 63.0306 | 63.0306 | 63.0306 | 63.0306 | 63.0306
Lct_BB011b | MW | SEPD | Consumer Transformation | Taynuilt | 0.06 | 0.0847 | 0.13913 | 0.25218 | 0.36543 | 0.50207 | 0.72217 | 1.0556 | 1.4602 | 1.7555 | 2.0721 | 2.4459 | 2.7744 | 3.0999 | 3.4132 | 3.696 | 3.9436 | 4.1431 | 4.2925 | 4.3898 | 4.4493 | 4.4829 | 4.5022 | 4.5196 | 4.5437 | 4.5788 | 4.5813 | 4.5813 | 4.5813 | 4.5813 | 4.5813 | 4.5813
Lct_BB012b | MW | SEPD | Consumer Transformation | Taynuilt | 1.1407 | 1.1611 | 1.1844 | 1.2293 | 1.2643 | 1.3045 | 1.3493 | 1.3956 | 1.4474 | 1.5007 | 1.5572 | 1.6104 | 1.6972 | 1.7828 | 1.8626 | 1.9324 | 1.991 | 2.0345 | 2.0625 | 2.0832 | 2.0987 | 2.1096 | 2.1164 | 2.1195 | 2.1228 | 2.1272 | 2.1342 | 2.1342 | 2.1342 | 2.1342 | 2.1342 | 2.1342
Lct_BB013b | MW | SEPD | Consumer Transformation | Taynuilt | 0 | 0.0328 | 0.06554 | 0.13559 | 0.18875 | 0.24549 | 0.34913 | 0.51138 | 0.68743 | 0.7724 | 0.85784 | 0.95496 | 1.0679 | 1.1772 | 1.2807 | 1.3714 | 1.4489 | 1.5085 | 1.5504 | 1.5742 | 1.5854 | 1.591 | 1.591 | 1.591 | 1.591 | 1.5966 | 1.5966 | 1.5966 | 1.5966 | 1.5966 | 1.5966 | 1.5966
Lct_BB014 | Number | SEPD | Consumer Transformation | Taynuilt | 13.9184 | 14.0252 | 15.7572 | 17.8899 | 20.2325 | 22.8729 | 25.9018 | 27.2632 | 30.5146 | 34.154 | 38.1846 | 42.7652 | 45.7733 | 51.5639 | 58.2055 | 65.6866 | 74.0898 | 110.8003 | 119.3575 | 128.7829 | 139.2751 | 150.809 | 166.9969 | 181.4035 | 196.5031 | 213.9683 | 233.2662 | 263.0087 | 296.4577 | 334.2432 | 376.7595 | 424.6365
Other generation | MW | SEPD | Consumer Transformation | Taynuilt | 0 | 0 | 0 | 0 | 0 | 0 | 0 | 0 | 0 | 0 | 0 | 0 | 0 | 0 | 0 | 0 | 0 | 0 | 0 | 0 | 0 | 0 | 0 | 0 | 0 | 0 | 0 | 0 | 0 | 0 | 0 | 0
Srg_BB001 | MW | SEPD | Consumer Transformation | Taynuilt | 0 | 0.26559 | 0.31076 | 0.35669 | 0.40245 | 0.45059 | 0.50976 | 1.0546 | 1.1074 | 1.164 | 1.2204 | 1.317 | 1.6681 | 2.0371 | 2.4235 | 2.8256 | 3.2772 | 3.565 | 3.8708 | 4.1896 | 4.5281 | 4.8843 | 5.1337 | 5.3852 | 5.6365 | 5.8895 | 6.1428 | 6.1743 | 6.2058 | 6.2371 | 6.2695 | 6.3014
Srg_BB002 | MW | SEPD | Consumer Transformation | Taynuilt | 0 | 0 | 0.0037588 | 0.0077428 | 0.012147 | 0.017276 | 0.023224 | 0.082639 | 0.13233 | 0.19204 | 0.26125 | 0.3427 | 0.37607 | 0.41023 | 0.44387 | 0.47714 | 0.51055 | 0.56913 | 0.63073 | 0.69578 | 0.76391 | 0.83537 | 0.96083 | 1.0949 | 1.237 | 1.3871 | 1.534 | 1.6873 | 1.8472 | 2.0135 | 2.1863 | 2.3656
Data centres (MW) | MW | SEPD | Consumer Transformation | Thurso | 0 | 0 | 0 | 0 | 0 | 0 | 0 | 0 | 0 | 0 | 0 | 0 | 0 | 0 | 0 | 0 | 0 | 0 | 0 | 0 | 0 | 0 | 0 | 0 | 0 | 0 | 0 | 0 | 0 | 0 | 0 | 0
Dem_BB001a | Number of homes (cumulative) | SEPD | Consumer Transformation | Thurso | 0 | 173.2794 | 270.7014 | 351.9022 | 427.1188 | 452.3096 | 470.8269 | 484.309 | 497.7407 | 511.2547 | 526.669 | 540.3167 | 546.3167 | 547.3167 | 547.3167 | 547.3167 | 547.3167 | 549.2627 | 551.3891 | 553.2627 | 554.9607 | 556.513 | 557.3739 | 558.0812 | 558.6507 | 559.1031 | 559.4738 | 559.7762 | 560.0213 | 560.1993 | 560.3176 | 560.3737
Dem_BB002b | Floorspace (m2) (cumulative) | SEPD | Consumer Transformation | Thurso | 0 | 8550 | 57553.3333 | 110455.7333 | 154076.5 | 214336.1833 | 287138.0292 | 345225.3708 | 405808.2083 | 451673.925 | 510372.975 | 545830.3583 | 575769.375 | 597873.025 | 619454.5125 | 632920.5042 | 641991 | 647832.6667 | 651941 | 653391 | 654341 | 654941 | 655441 | 655541 | 655541 | 655541 | 655541 | 655541 | 655541 | 655541 | 655541 | 655541
Domestic direct electric heating | Number | SEPD | Consumer Transformation | Thurso | 7981.2942 | 8000.0934 | 8010.6722 | 8007.5668 | 7980.0806 | 7922.1772 | 7826.9 | 7730.9436 | 7640.8654 | 7194.7732 | 6951.8524 | 6720.0055 | 6664.8471 | 6616.3172 | 6596.2644 | 6548.4434 | 6501.7564 | 6456.43 | 6411.6255 | 6367.5789 | 6324.3721 | 6281.988 | 6241.3058 | 6201.2696 | 6162.1038 | 6123.6277 | 6086.4841 | 6050.2699 | 6014.4694 | 5978.9165 | 5943.8748 | 5909.4079
Gas: Hydrogen peaking | MW | SEPD | Consumer Transformation | Thurso | 0 | 0 | 0 | 0 | 0 | 0 | 0 | 0 | 0 | 0 | 0 | 0 | 0 | 0 | 0 | 0 | 0 | 0 | 0 | 0 | 0 | 0 | 0 | 0 | 0 | 0 | 0 | 0 | 0 | 0 | 0 | 0
Gen_BB001 | MW | SEPD | Consumer Transformation | Thurso | 10 | 10 | 10 | 10 | 10 | 10 | 10 | 10 | 10 | 10 | 10 | 10 | 10 | 10 | 10 | 10 | 10 | 10 | 10 | 10 | 10 | 0 | 0 | 0 | 0 | 0 | 0 | 0 | 0 | 0 | 0 | 0
Gen_BB004 | MW | SEPD | Consumer Transformation | Thurso | 0 | 0 | 0 | 0 | 0 | 0 | 0 | 0 | 0 | 0 | 0 | 0 | 0 | 0 | 0 | 0 | 0 | 0 | 0 | 0 | 0 | 0 | 0 | 0 | 0 | 0 | 0 | 0 | 0 | 0 | 0 | 0
Gen_BB005 | MW | SEPD | Consumer Transformation | Thurso | 0 | 0 | 0 | 0 | 0 | 0 | 0 | 0 | 0 | 0 | 0 | 0 | 0 | 0 | 0 | 0 | 0 | 0 | 0 | 0 | 0 | 0 | 0 | 0 | 0 | 0 | 0 | 0 | 0 | 0 | 0 | 0
Gen_BB006 | MW | SEPD | Consumer Transformation | Thurso | 0 | 0 | 0 | 0 | 0 | 0 | 0 | 0 | 0 | 0 | 0 | 0 | 0 | 0 | 0 | 0 | 0 | 0 | 0 | 0 | 0 | 0 | 0 | 0 | 0 | 0 | 0 | 0 | 0 | 0 | 0 | 0
Gen_BB008 | MW | SEPD | Consumer Transformation | Thurso | 0 | 0 | 0 | 0 | 0 | 0 | 0 | 0 | 0 | 0 | 0 | 0 | 0 | 0 | 0 | 0 | 0 | 0 | 0 | 0 | 0 | 0 | 0 | 0 | 0 | 0 | 0 | 0 | 0 | 0 | 0 | 0
Gen_BB010 | MW | SEPD | Consumer Transformation | Thurso | 3.5 | 3.5 | 3.5 | 3.5 | 3.5 | 3.5 | 3.5 | 3.5 | 3.5 | 3.5 | 3.5 | 3.5 | 3.5 | 3.5 | 3.5 | 3.5 | 3.5 | 3.5 | 3.5 | 3.5 | 3.5 | 3.5 | 3.5 | 3.5 | 3.5 | 3.5 | 3.5 | 3.5 | 3.5 | 3.5 | 3.5 | 3.5
Gen_BB011 | MW | SEPD | Consumer Transformation | Thurso | 0 | 0 | 0 | 0 | 0 | 0 | 0 | 0 | 0 | 0 | 0 | 0 | 0 | 0 | 0 | 0 | 0 | 0 | 0 | 0 | 0 | 0 | 0 | 0 | 0 | 0 | 0 | 0 | 0 | 0 | 0 | 0
Gen_BB012 | MW | SEPD | Consumer Transformation | Thurso | 0.17836 | 0.18703 | 0.20348 | 0.22831 | 0.26372 | 0.29759 | 0.34354 | 0.40128 | 0.45661 | 0.51014 | 0.56759 | 0.62619 | 0.6866 | 0.7465 | 0.8061 | 0.86557 | 0.92941 | 0.99259 | 1.0557 | 1.1184 | 1.1809 | 1.2432 | 1.306 | 1.3687 | 1.4314 | 1.4833 | 1.5353 | 1.5873 | 1.6393 | 1.6914 | 1.7436 | 1.7958
Gen_BB013 | MW | SEPD | Consumer Transformation | Thurso | 2.8681 | 2.9359 | 3.0512 | 3.2227 | 3.4665 | 3.6859 | 3.9822 | 4.3557 | 4.7219 | 5.0839 | 5.4792 | 5.8873 | 6.312 | 6.7399 | 7.1804 | 7.6291 | 8.1356 | 8.6479 | 9.1516 | 9.6587 | 10.171 | 10.6898 | 11.2333 | 11.7776 | 12.3234 | 12.7937 | 13.2631 | 13.7324 | 14.2018 | 14.6715 | 15.1414 | 15.6115
Gen_BB014 | MW | SEPD | Consumer Transformation | Thurso | 0 | 0 | 0 | 0 | 0 | 0 | 0 | 0 | 0 | 0 | 0 | 0 | 0 | 0 | 0 | 0 | 0 | 0 | 0 | 0 | 0 | 0 | 0 | 0 | 0 | 0 | 0 | 0 | 0 | 0 | 0 | 0
Gen_BB015 | MW | SEPD | Consumer Transformation | Thurso | 164.35 | 164.35 | 200.35 | 200.35 | 227.87 | 236.27 | 310.02 | 338.02 | 352.155 | 358.55 | 366.0126 | 377.2751 | 381.7651 | 418.1168 | 425.4896 | 430.3065 | 450.2616 | 455.5406 | 461.1639 | 467.153 | 483.122 | 489.2313 | 495.2316 | 500.8211 | 506.1558 | 511.1772 | 516.0999 | 520.9638 | 525.7419 | 530.7134 | 535.5671 | 540.6052
Gen_BB016 | MW | SEPD | Consumer Transformation | Thurso | 12.8516 | 13.8016 | 13.806 | 13.8137 | 13.827 | 13.8829 | 13.927 | 14.0125 | 14.1693 | 14.4267 | 14.8516 | 15.3173 | 15.8576 | 17.4269 | 19.3136 | 22.3255 | 22.9256 | 23.9238 | 24.7782 | 25.6186 | 26.4444 | 27.2553 | 28.0509 | 28.831 | 29.5948 | 30.3422 | 31.0728 | 31.8107 | 32.5559 | 33.3085 | 34.0687 | 34.8366
Gen_BB017 | MW | SEPD | Consumer Transformation | Thurso | 25.9 | 25.9 | 25.9 | 25.9 | 25.9 | 25.9 | 25.9 | 25.9 | 25.9 | 25.9 | 25.9 | 25.9 | 25.9 | 25.9 | 25.9 | 25.9 | 25.9 | 25.9 | 25.9 | 25.9 | 25.9 | 38.8342 | 38.8342 | 38.8342 | 38.8342 | 38.8342 | 77.0021 | 77.0021 | 77.0021 | 105.6281 | 105.6281 | 105.6281
Gen_BB018 | MW | SEPD | Consumer Transformation | Thurso | 0.011 | 0.011 | 0.011 | 0.011 | 0.011 | 0.011 | 0.011 | 0.011 | 0.011 | 0.011 | 0.011 | 0.011 | 0.011 | 0.011 | 0.011 | 0.011 | 0.011 | 0.011 | 0.011 | 0.011 | 0.011 | 0.011 | 0.011 | 0.011 | 0.011 | 0.011 | 0.011 | 0.011 | 0.011 | 0.011 | 0.011 | 0.011
Hydrogen electrolysis | MW | SEPD | Consumer Transformation | Thurso | 0 | 0 | 0 | 0 | 0 | 0 | 0 | 0 | 0 | 0 | 0 | 0.7 | 0.7 | 0.7 | 0.7 | 1.4 | 1.4 | 2 | 2 | 2 | 2 | 2 | 3 | 3.7 | 3.7 | 3.7 | 3.7 | 3.7 | 3.7 | 3.7 | 3.7 | 3.7
Lct_BB001 | Number | SEPD | Consumer Transformation | Thurso | 96.7972 | 164.8822 | 300.7846 | 603.5304 | 958.6775 | 1439.7591 | 2439.518 | 3553.1726 | 4666.8441 | 5780.5133 | 6893.958 | 8007.848 | 9766.7244 | 11754.7546 | 13777.0989 | 15752.6521 | 17660.1746 | 19381.7514 | 20866.763 | 22090.9929 | 23099.5808 | 23900.0915 | 24497.1796 | 24753.3123 | 24918.0828 | 24902.5157 | 24295.0699 | 24240.2447 | 24118.087 | 23861.2278 | 23546.2861 | 23175.2624
Lct_BB003 | Number | SEPD | Consumer Transformation | Thurso | 0 | 0 | 0 | 0 | 0 | 0 | 0 | 0 | 0 | 0 | 0 | 0 | 0 | 0 | 0 | 0 | 0 | 0 | 0 | 0 | 0 | 0 | 0 | 0 | 0 | 0 | 0 | 0 | 0 | 0 | 0 | 0
Lct_BB005 | Number | SEPD | Consumer Transformation | Thurso | 1387.5205 | 1472.8038 | 1507.8802 | 1741.0675 | 2467.3306 | 3567.6528 | 4759.593 | 5782.5637 | 6806.9225 | 8334.2543 | 10183.9639 | 11781.0097 | 12344.4662 | 12910.0304 | 13478.4385 | 14045.9319 | 14614.4365 | 14791.8999 | 14980.4613 | 15184.8618 | 15405.9286 | 15642.6684 | 15782.5291 | 15924.0544 | 16174.3302 | 16429.6365 | 16689.1018 | 16734.1018 | 16779.1018 | 16824.1018 | 16869.1018 | 16914.1018
Lct_BB006 | Number | SEPD | Consumer Transformation | Thurso | 0 | 0 | 0.8212 | 1.6317 | 2.4315 | 3.2212 | 4 | 5.7264 | 7.4263 | 11.8832 | 16.2667 | 20.5763 | 35.6455 | 50.5483 | 65.2847 | 79.8571 | 94.2623 | 108.005 | 121.5866 | 135.0082 | 148.2702 | 161.3732 | 165.8758 | 170.346 | 174.7861 | 179.1942 | 183.5724 | 183.5724 | 183.5724 | 183.5724 | 183.5724 | 183.5724
Lct_BB007 | Number | SEPD | Consumer Transformation | Thurso | 9.6834 | 12.0236 | 12.1611 | 20.1878 | 38.4374 | 58.6118 | 77.2842 | 96.4926 | 117.0692 | 139.3155 | 166.4606 | 190.8139 | 203.2925 | 215.6305 | 227.8279 | 239.8849 | 251.8015 | 257.8414 | 263.8706 | 269.889 | 275.8967 | 281.8937 | 284.5453 | 288.8438 | 293.1617 | 297.4991 | 301.856 | 300.9954 | 300.1349 | 299.2743 | 298.4137 | 297.5531
Lct_BB008 | Number | SEPD | Consumer Transformation | Thurso | 0 | 0 | 0.1149 | 0.22827 | 0.34018 | 0.4506 | 0.55953 | 0.80117 | 1.0389 | 1.2728 | 1.5027 | 1.7288 | 2.5192 | 3.301 | 4.0741 | 4.8385 | 5.5942 | 6.3151 | 7.0276 | 7.7317 | 8.4274 | 9.1147 | 9.3509 | 9.5854 | 9.8183 | 10.0495 | 10.2791 | 10.2791 | 10.2791 | 10.2791 | 10.2791 | 10.2791
Lct_BB010b | MW | SEPD | Consumer Transformation | Thurso | 0.648 | 0.84039 | 1.3242 | 2.7999 | 4.3908 | 6.6616 | 11.8891 | 16.6968 | 20.9721 | 25.3912 | 30.2233 | 35.2801 | 43.2266 | 57.1338 | 71.8259 | 81.2891 | 88.7593 | 94.574 | 99.1501 | 101.5259 | 103.0525 | 103.8687 | 104.1425 | 104.1425 | 104.1425 | 104.1425 | 104.1822 | 104.1822 | 104.1822 | 104.1822 | 104.1822 | 104.1822
Lct_BB011b | MW | SEPD | Consumer Transformation | Thurso | 0.229 | 0.2722 | 0.37885 | 0.59039 | 0.80152 | 1.0573 | 1.4598 | 2.054 | 2.7708 | 3.3087 | 3.8859 | 4.5632 | 5.1826 | 5.7962 | 6.3846 | 6.9156 | 7.3806 | 7.7534 | 8.0298 | 8.2101 | 8.318 | 8.375 | 8.4074 | 8.4365 | 8.4769 | 8.5359 | 8.5401 | 8.5401 | 8.5401 | 8.5401 | 8.5401 | 8.5401
Lct_BB012b | MW | SEPD | Consumer Transformation | Thurso | 1.593 | 1.6467 | 1.702 | 1.8229 | 1.9272 | 2.0501 | 2.1999 | 2.3595 | 2.5381 | 2.7131 | 2.9006 | 3.0882 | 3.3645 | 3.6401 | 3.9011 | 4.1338 | 4.3338 | 4.4887 | 4.5961 | 4.6704 | 4.7204 | 4.7492 | 4.7594 | 4.7636 | 4.768 | 4.7739 | 4.7836 | 4.7836 | 4.7836 | 4.7836 | 4.7836 | 4.7836
Lct_BB013b | MW | SEPD | Consumer Transformation | Thurso | 0.068 | 0.0817 | 0.09537 | 0.12461 | 0.14682 | 0.17052 | 0.21379 | 0.28154 | 0.35506 | 0.39054 | 0.42622 | 0.46677 | 0.51394 | 0.55954 | 0.60275 | 0.64062 | 0.67297 | 0.69787 | 0.71536 | 0.72527 | 0.72993 | 0.73229 | 0.73229 | 0.73229 | 0.73229 | 0.73464 | 0.73464 | 0.73464 | 0.73464 | 0.73464 | 0.73464 | 0.73464
Lct_BB014 | Number | SEPD | Consumer Transformation | Thurso | 17.6911 | 17.8269 | 20.0284 | 22.7391 | 25.7167 | 29.0728 | 32.9228 | 35.1741 | 39.3691 | 44.0645 | 49.2646 | 55.1744 | 62.0508 | 69.9007 | 78.9041 | 89.0456 | 100.4372 | 150.2024 | 161.8026 | 174.5798 | 188.8032 | 204.4387 | 240.912 | 261.6952 | 283.478 | 308.6736 | 336.513 | 379.42 | 427.674 | 482.1838 | 543.5185 | 612.5865
Other generation | MW | SEPD | Consumer Transformation | Thurso | 0 | 0 | 0 | 0 | 0 | 0 | 0 | 0 | 0 | 0 | 0 | 0 | 0 | 0 | 0 | 0 | 0 | 0 | 0 | 0 | 0 | 0 | 0 | 0 | 0 | 0 | 0 | 0 | 0 | 0 | 0 | 0
Srg_BB001 | MW | SEPD | Consumer Transformation | Thurso | 0 | 0.25018 | 0.47779 | 0.71374 | 0.97652 | 1.2788 | 1.8531 | 4.5689 | 5.2081 | 5.8801 | 6.5116 | 7.6212 | 8.5859 | 9.625 | 10.715 | 11.8333 | 13.3476 | 14.7925 | 16.2978 | 17.8167 | 19.4252 | 21.08 | 21.8061 | 22.5345 | 23.2493 | 23.9656 | 24.6738 | 24.9473 | 25.2153 | 25.4773 | 25.7418 | 25.9993
Srg_BB002 | MW | SEPD | Consumer Transformation | Thurso | 0 | 0 | 0.0058006 | 0.011994 | 0.018907 | 0.027024 | 0.036534 | 0.1326 | 0.21369 | 0.3119 | 0.42659 | 0.56248 | 0.61849 | 0.67613 | 0.73316 | 0.78981 | 0.8466 | 0.94604 | 1.0505 | 1.1606 | 1.2759 | 1.3967 | 1.6086 | 1.8347 | 2.0744 | 2.3274 | 2.5749 | 2.8331 | 3.1021 | 3.3819 | 3.6725 | 3.9739
Data centres (MW) | MW | SEPD | Consumer Transformation | Tummel Bridge | 0 | 0 | 0 | 0 | 0 | 0 | 0 | 0 | 0 | 0 | 0 | 0 | 0 | 0 | 0 | 0 | 0 | 0 | 0 | 0 | 0 | 0 | 0 | 0 | 0 | 0 | 0 | 0 | 0 | 0 | 0 | 0
Dem_BB001a | Number of homes (cumulative) | SEPD | Consumer Transformation | Tummel Bridge | 0 | 10 | 31 | 60 | 97 | 136 | 175 | 216 | 251 | 285 | 318 | 353 | 371 | 386 | 399 | 412 | 422 | 429.6234 | 437.3045 | 442.9047 | 446.4486 | 449.0027 | 449.3099 | 449.5624 | 449.7656 | 449.9271 | 450.0594 | 450.1673 | 450.2548 | 450.3183 | 450.3606 | 450.3806
Dem_BB002b | Floorspace (m2) (cumulative) | SEPD | Consumer Transformation | Tummel Bridge | 0 | 0 | 3500 | 6650 | 10050 | 13700 | 17600 | 21750 | 26150 | 30800 | 35700 | 40850 | 43000 | 44750 | 46250 | 47500 | 48500 | 49250 | 49750 | 50000 | 50000 | 50000 | 50000 | 50000 | 50000 | 50000 | 50000 | 50000 | 50000 | 50000 | 50000 | 50000
Domestic direct electric heating | Number | SEPD | Consumer Transformation | Tummel Bridge | 1540.6384 | 1541.7134 | 1543.9841 | 1507.5434 | 1465.3231 | 1404.8586 | 1301.308 | 1225.825 | 1155.5991 | 1112.1456 | 1061.636 | 1016.3045 | 996.5286 | 983.6375 | 977.698 | 969.4892 | 961.2678 | 953.0685 | 945.5331 | 937.9362 | 930.4307 | 923.007 | 915.8156 | 908.713 | 901.9401 | 895.6773 | 889.6661 | 884.3655 | 879.3147 | 874.2811 | 869.2882 | 864.3006
Gas: Hydrogen peaking | MW | SEPD | Consumer Transformation | Tummel Bridge | 0 | 0 | 0 | 0 | 0 | 0 | 0 | 0 | 0 | 0 | 0 | 0 | 0 | 0 | 0 | 0 | 0 | 0 | 0 | 0 | 0 | 0 | 0 | 0 | 0 | 0 | 0 | 0 | 0 | 0 | 0 | 0
Gen_BB001 | MW | SEPD | Consumer Transformation | Tummel Bridge | 0 | 0 | 0 | 0 | 0 | 0 | 0 | 0 | 0 | 0 | 0 | 0 | 0 | 0 | 0 | 0 | 0 | 0 | 0 | 0 | 0 | 0 | 0 | 0 | 0 | 0 | 0 | 0 | 0 | 0 | 0 | 0
Gen_BB004 | MW | SEPD | Consumer Transformation | Tummel Bridge | 0 | 0 | 0 | 0 | 0 | 0 | 0 | 0 | 0 | 0 | 0 | 0 | 0 | 0 | 0 | 0 | 0 | 0 | 0 | 0 | 0 | 0 | 0 | 0 | 0 | 0 | 0 | 0 | 0 | 0 | 0 | 0
Gen_BB005 | MW | SEPD | Consumer Transformation | Tummel Bridge | 0 | 0 | 0 | 0 | 0 | 0 | 0 | 0 | 0 | 0 | 0 | 0 | 0 | 0 | 0 | 0 | 0 | 0 | 0 | 0 | 0 | 0 | 0 | 0 | 0 | 0 | 0 | 0 | 0 | 0 | 0 | 0
Gen_BB006 | MW | SEPD | Consumer Transformation | Tummel Bridge | 0 | 0 | 0 | 0 | 0 | 0 | 0 | 0 | 0 | 0 | 0 | 0 | 0 | 0 | 0 | 0 | 0 | 0 | 0 | 0 | 0 | 0 | 0 | 0 | 0 | 0 | 0 | 0 | 0 | 0 | 0 | 0
Gen_BB008 | MW | SEPD | Consumer Transformation | Tummel Bridge | 0 | 0 | 0 | 0 | 0 | 0 | 0 | 0 | 0 | 0 | 0 | 0 | 0 | 0 | 0 | 0 | 0 | 0 | 0 | 0 | 0 | 0 | 0 | 0 | 0 | 0 | 0 | 0 | 0 | 0 | 0 | 0
Gen_BB010 | MW | SEPD | Consumer Transformation | Tummel Bridge | 0 | 0 | 0 | 0 | 0 | 0 | 0 | 0 | 0 | 0 | 0 | 0 | 0 | 0 | 0 | 0 | 0 | 0 | 0 | 0 | 0 | 0 | 0 | 0 | 0 | 0 | 0 | 0 | 0 | 0 | 0 | 0
Gen_BB011 | MW | SEPD | Consumer Transformation | Tummel Bridge | 0 | 0 | 0 | 0 | 0 | 0 | 0 | 0 | 0 | 0 | 0 | 0 | 0 | 0 | 0 | 0 | 0 | 0 | 0 | 0 | 0 | 0 | 0 | 0 | 0 | 0 | 0 | 0 | 0 | 0 | 0 | 0
Gen_BB012 | MW | SEPD | Consumer Transformation | Tummel Bridge | 0.0305 | 0.034035 | 0.040495 | 0.049683 | 0.061738 | 0.072274 | 0.085252 | 0.099824 | 0.11235 | 0.1234 | 0.13431 | 0.14463 | 0.15459 | 0.16392 | 0.17275 | 0.18119 | 0.1949 | 0.20846 | 0.22199 | 0.23541 | 0.24878 | 0.26212 | 0.27553 | 0.28893 | 0.30233 | 0.31342 | 0.32452 | 0.33563 | 0.34674 | 0.35786 | 0.36899 | 0.38013
Gen_BB013 | MW | SEPD | Consumer Transformation | Tummel Bridge | 1.1847 | 1.1905 | 1.2039 | 1.2272 | 1.2637 | 1.3057 | 1.3596 | 1.4268 | 1.4923 | 1.5599 | 1.6329 | 1.713 | 1.7744 | 1.8391 | 1.9058 | 1.9761 | 2.1035 | 2.2274 | 2.3498 | 2.4704 | 2.5908 | 2.7111 | 2.8346 | 2.9578 | 3.0807 | 3.19 | 3.299 | 3.4081 | 3.5172 | 3.6264 | 3.7357 | 3.8451
Gen_BB014 | MW | SEPD | Consumer Transformation | Tummel Bridge | 0 | 0 | 0 | 0 | 0 | 0 | 0 | 0 | 0 | 0 | 0 | 0 | 0 | 0 | 0 | 0 | 0 | 0 | 0 | 0 | 0 | 0 | 0 | 0 | 0 | 0 | 0 | 0 | 0 | 0 | 0 | 0
Gen_BB015 | MW | SEPD | Consumer Transformation | Tummel Bridge | 0 | 0 | 0 | 0 | 0 | 0 | 0 | 0 | 0 | 0.77358 | 1.6831 | 2.9341 | 4.1135 | 5.6243 | 6.8517 | 8.117 | 9.4185 | 10.8052 | 12.2822 | 13.8554 | 15.4233 | 17.028 | 18.6042 | 20.0724 | 21.4736 | 22.7926 | 24.0857 | 25.3633 | 26.6184 | 27.9242 | 29.1992 | 30.5225
Gen_BB016 | MW | SEPD | Consumer Transformation | Tummel Bridge | 0.87387 | 0.87387 | 0.87503 | 0.87705 | 0.88054 | 0.89523 | 0.90681 | 0.92926 | 0.97047 | 1.0381 | 1.1497 | 1.272 | 1.4139 | 1.5477 | 1.6795 | 1.8455 | 2.4768 | 2.8577 | 3.0821 | 3.3029 | 3.5198 | 3.7328 | 3.9418 | 4.1467 | 4.3473 | 4.5436 | 4.7355 | 4.9294 | 5.1251 | 5.3228 | 5.5225 | 5.7242
Gen_BB017 | MW | SEPD | Consumer Transformation | Tummel Bridge | 0 | 0 | 0 | 0 | 0 | 0 | 0 | 0 | 0 | 0 | 0 | 0 | 0 | 0 | 0 | 0 | 0 | 0 | 0 | 0 | 0 | 0 | 0 | 0 | 0 | 0 | 0 | 0 | 0 | 0 | 0 | 0
Gen_BB018 | MW | SEPD | Consumer Transformation | Tummel Bridge | 68.0844 | 68.0844 | 68.0844 | 68.0844 | 68.135 | 68.8509 | 69.0659 | 69.3892 | 69.7126 | 70.057 | 70.38 | 70.7246 | 71.0479 | 71.3714 | 71.6942 | 72.0388 | 72.3623 | 72.6509 | 72.9281 | 73.2154 | 73.4723 | 73.742 | 73.9608 | 74.1517 | 74.3575 | 74.558 | 74.7743 | 74.9649 | 75.1513 | 75.3554 | 75.5564 | 75.7329
Hydrogen electrolysis | MW | SEPD | Consumer Transformation | Tummel Bridge | 0 | 0 | 0 | 0 | 0 | 0 | 0 | 0 | 0 | 0 | 0 | 0 | 0 | 0 | 0 | 0 | 0 | 0 | 0 | 0 | 0 | 0 | 0 | 0 | 0 | 0 | 0 | 0 | 0 | 0 | 0 | 0
Lct_BB001 | Number | SEPD | Consumer Transformation | Tummel Bridge | 28.369 | 47.7362 | 87.0657 | 174.5921 | 277.7378 | 418.078 | 712.7797 | 1048.7126 | 1385.3785 | 1723.3029 | 2062.6875 | 2403.959 | 2929.9004 | 3539.9506 | 4168.1035 | 4790.9833 | 5403.4756 | 5969.1047 | 6470.7868 | 6898.6062 | 7262.0714 | 7560.6506 | 7794.1088 | 7923.0129 | 8017.3758 | 8040.3463 | 7885.3445 | 7883.3075 | 7859.0433 | 7791.4863 | 7705.1782 | 7599.6839
Lct_BB003 | Number | SEPD | Consumer Transformation | Tummel Bridge | 0 | 0 | 0 | 0 | 0 | 0 | 0 | 0 | 0 | 0 | 0 | 0 | 1.7439 | 3.2398 | 4.7122 | 6.1319 | 7.4864 | 8.7339 | 9.8588 | 10.8562 | 11.7284 | 12.5811 | 13.3152 | 13.9298 | 14.6038 | 15.5588 | 15.9104 | 16.1824 | 16.4141 | 16.6149 | 16.789 | 16.8355
Lct_BB005 | Number | SEPD | Consumer Transformation | Tummel Bridge | 146.9372 | 172.565 | 183.2521 | 257.5487 | 462.7316 | 729.6906 | 974.5697 | 1215.5866 | 1438.1779 | 1823.2855 | 2276.1645 | 2681.3497 | 2879.3724 | 3077.5855 | 3275.5828 | 3474.3984 | 3673.0702 | 3779.1051 | 3887.3791 | 3997.8915 | 4111.6004 | 4228.3188 | 4304.9578 | 4381.9017 | 4472.565 | 4565.4563 | 4659.0705 | 4672.2705 | 4685.4705 | 4698.6705 | 4711.8705 | 4725.0705
Lct_BB006 | Number | SEPD | Consumer Transformation | Tummel Bridge | 0 | 0 | 0.7995 | 1.5888 | 2.3681 | 3.1377 | 3.8962 | 5.577 | 7.2307 | 10.9066 | 14.5226 | 18.0783 | 30.5064 | 42.7988 | 54.9551 | 66.9742 | 78.8566 | 90.1915 | 101.3944 | 112.4652 | 123.4038 | 134.2105 | 137.9225 | 141.6095 | 145.271 | 148.9064 | 152.5166 | 152.5166 | 152.5166 | 152.5166 | 152.5166 | 152.5166
Lct_BB007 | Number | SEPD | Consumer Transformation | Tummel Bridge | 16.9706 | 21.0718 | 21.3129 | 35.38 | 67.3632 | 102.7198 | 135.4439 | 169.1075 | 205.1689 | 244.1566 | 291.7296 | 334.4097 | 356.2791 | 377.902 | 399.2785 | 420.4089 | 441.2932 | 451.8785 | 462.4449 | 472.9925 | 483.5213 | 494.0313 | 498.6783 | 506.2115 | 513.7789 | 521.3804 | 529.016 | 527.5078 | 525.9996 | 524.4914 | 522.9832 | 521.475
Lct_BB008 | Number | SEPD | Consumer Transformation | Tummel Bridge | 0 | 0 | 0.20134 | 0.40005 | 0.59615 | 0.78965 | 0.98056 | 1.404 | 1.8207 | 2.2305 | 2.6335 | 3.0297 | 4.415 | 5.7851 | 7.14 | 8.4796 | 9.804 | 11.0674 | 12.3161 | 13.5501 | 14.7693 | 15.9738 | 16.3877 | 16.7987 | 17.2068 | 17.6121 | 18.0145 | 18.0145 | 18.0145 | 18.0145 | 18.0145 | 18.0145
Lct_BB010b | MW | SEPD | Consumer Transformation | Tummel Bridge | 0.189 | 0.25035 | 0.40297 | 0.76999 | 1.2748 | 1.9103 | 3.2565 | 4.7433 | 6.0542 | 7.3221 | 8.6667 | 10.0204 | 12.425 | 16.2871 | 20.0294 | 23.7828 | 26.1645 | 27.5208 | 28.9668 | 29.6219 | 30.0605 | 30.2477 | 30.3346 | 30.3346 | 30.3346 | 30.3346 | 30.3514 | 30.3514 | 30.3514 | 30.3514 | 30.3514 | 30.3514
Lct_BB011b | MW | SEPD | Consumer Transformation | Tummel Bridge | 0.05 | 0.0649 | 0.09153 | 0.15167 | 0.21193 | 0.28505 | 0.40627 | 0.59386 | 0.82291 | 0.98489 | 1.1587 | 1.3654 | 1.5392 | 1.7113 | 1.8773 | 2.0272 | 2.1589 | 2.2657 | 2.3457 | 2.3986 | 2.4315 | 2.4513 | 2.4627 | 2.4732 | 2.4875 | 2.5086 | 2.5101 | 2.5101 | 2.5101 | 2.5101 | 2.5101 | 2.5101
Lct_BB012b | MW | SEPD | Consumer Transformation | Tummel Bridge | 0.926 | 0.9526 | 0.97384 | 1.0245 | 1.0657 | 1.113 | 1.1678 | 1.226 | 1.2905 | 1.3562 | 1.4262 | 1.4947 | 1.6006 | 1.7058 | 1.8048 | 1.8926 | 1.9674 | 2.0245 | 2.0631 | 2.0911 | 2.1113 | 2.1246 | 2.1319 | 2.1352 | 2.1387 | 2.1434 | 2.1507 | 2.1507 | 2.1507 | 2.1507 | 2.1507 | 2.1507
Lct_BB013b | MW | SEPD | Consumer Transformation | Tummel Bridge | 0 | 0.0046 | 0.00921 | 0.01905 | 0.02652 | 0.03449 | 0.04905 | 0.07184 | 0.09657 | 0.10851 | 0.12051 | 0.13415 | 0.15001 | 0.16535 | 0.17989 | 0.19263 | 0.20352 | 0.2119 | 0.21779 | 0.22113 | 0.2227 | 0.2235 | 0.2235 | 0.2235 | 0.2235 | 0.22429 | 0.22429 | 0.22429 | 0.22429 | 0.22429 | 0.22429 | 0.22429
Lct_BB014 | Number | SEPD | Consumer Transformation | Tummel Bridge | 4.3956 | 4.4293 | 4.9763 | 5.6498 | 6.3896 | 7.2235 | 8.1801 | 8.4318 | 9.4374 | 10.563 | 11.8096 | 13.2262 | 13.8396 | 15.5904 | 17.5984 | 19.8604 | 22.4011 | 33.5005 | 36.0878 | 38.9376 | 42.1099 | 45.5972 | 53.4535 | 58.0648 | 62.898 | 68.4884 | 74.6654 | 84.1855 | 94.8921 | 106.9867 | 120.5956 | 135.9204
Other generation | MW | SEPD | Consumer Transformation | Tummel Bridge | 0 | 0 | 0 | 0 | 0 | 0 | 0 | 0 | 0 | 0 | 0 | 0 | 0 | 0 | 0 | 0 | 0 | 0 | 0 | 0 | 0 | 0 | 0 | 0 | 0 | 0 | 0 | 0 | 0 | 0 | 0 | 0
Srg_BB001 | MW | SEPD | Consumer Transformation | Tummel Bridge | 0 | 0.19076 | 0.20983 | 0.22891 | 0.24798 | 0.26706 | 0.28614 | 0.86414 | 1.1538 | 1.446 | 1.7404 | 2.0474 | 3.4216 | 4.8081 | 6.2068 | 7.6173 | 9.057 | 9.9199 | 10.7943 | 11.68 | 12.5779 | 13.4869 | 14.0302 | 14.5749 | 15.1198 | 15.6662 | 16.2131 | 16.3881 | 16.5631 | 16.7381 | 16.9139 | 17.0894
Srg_BB002 | MW | SEPD | Consumer Transformation | Tummel Bridge | 0 | 0 | 0.0023082 | 0.0046868 | 0.0072167 | 0.010061 | 0.013213 | 0.043088 | 0.066941 | 0.094441 | 0.12503 | 0.15966 | 0.17334 | 0.18687 | 0.1998 | 0.21222 | 0.22465 | 0.24638 | 0.26918 | 0.29319 | 0.31829 | 0.34456 | 0.3906 | 0.4397 | 0.4917 | 0.54655 | 0.60017 | 0.65608 | 0.71431 | 0.77486 | 0.8377 | 0.90285
Data centres (MW) | MW | SEPD | Consumer Transformation | Willowdale | 0 | 0 | 0 | 0 | 0 | 0 | 0 | 0 | 0 | 0 | 0 | 0 | 0 | 0 | 0 | 0 | 0 | 0 | 0 | 0 | 0 | 0 | 0 | 0 | 0 | 0 | 0 | 0 | 0 | 0 | 0 | 0
Dem_BB001a | Number of homes (cumulative) | SEPD | Consumer Transformation | Willowdale | 0 | 150.7942 | 287.9148 | 460.5292 | 539.1796 | 589.7713 | 663.4801 | 730.1748 | 796.7138 | 867.5077 | 928.9925 | 971.1959 | 997.0796 | 1015.0796 | 1031.0796 | 1047.0796 | 1060.0796 | 1070.9943 | 1082.0864 | 1089.9298 | 1093.6005 | 1095.0105 | 1095.7926 | 1096.435 | 1096.9523 | 1097.3632 | 1097.7 | 1097.9747 | 1098.1973 | 1098.359 | 1098.4665 | 1098.5174
Dem_BB002b | Floorspace (m2) (cumulative) | SEPD | Consumer Transformation | Willowdale | 0 | 0 | 0 | 0 | 0 | 0 | 0 | 0 | 0 | 0 | 0 | 0 | 0 | 0 | 0 | 0 | 0 | 0 | 0 | 0 | 0 | 0 | 0 | 0 | 0 | 0 | 0 | 0 | 0 | 0 | 0 | 0
Domestic direct electric heating | Number | SEPD | Consumer Transformation | Willowdale | 2651.8176 | 2668.0149 | 2682.9198 | 2634.7051 | 2535.1478 | 2381.6018 | 2133.2603 | 1947.6587 | 1779.5292 | 1660.205 | 1524.7372 | 1395.1615 | 1340.0734 | 1304.7081 | 1288.3792 | 1266.8793 | 1245.9615 | 1225.4226 | 1204.6717 | 1184.7472 | 1165.5478 | 1147.3641 | 1131.5478 | 1116.9533 | 1103.3411 | 1090.2593 | 1077.5723 | 1065.0985 | 1052.8155 | 1040.9559 | 1029.1632 | 1017.6952
Gas: Hydrogen peaking | MW | SEPD | Consumer Transformation | Willowdale | 0 | 0 | 0 | 0 | 0 | 0 | 0 | 0 | 0 | 0 | 0 | 0 | 0 | 0 | 0 | 0 | 0 | 0 | 0 | 0 | 0 | 0 | 0 | 0 | 0 | 0 | 0.995 | 0.995 | 0.995 | 0.995 | 0.995 | 0.995
Gen_BB001 | MW | SEPD | Consumer Transformation | Willowdale | 1.99 | 1.99 | 1.99 | 1.99 | 1.99 | 1.99 | 1.99 | 1.99 | 1.99 | 1.99 | 1.99 | 1.99 | 1.99 | 1.99 | 1.99 | 1.99 | 1.99 | 1.99 | 1.99 | 1.99 | 1.99 | 0.995 | 0.995 | 0.995 | 0 | 0 | 0 | 0 | 0 | 0 | 0 | 0
Gen_BB004 | MW | SEPD | Consumer Transformation | Willowdale | 0 | 0 | 0 | 0 | 0 | 0 | 0 | 0 | 0 | 0 | 0 | 0 | 0 | 0 | 0 | 0 | 0 | 0 | 0 | 0 | 0 | 0 | 0 | 0 | 0 | 0 | 0 | 0 | 0 | 0 | 0 | 0
Gen_BB005 | MW | SEPD | Consumer Transformation | Willowdale | 0 | 0 | 0 | 0 | 0 | 0 | 0 | 0 | 0 | 0 | 0 | 0 | 0 | 0 | 0 | 0 | 0 | 0 | 0 | 0 | 0 | 0 | 0 | 0 | 0 | 0 | 0 | 0 | 0 | 0 | 0 | 0
Gen_BB006 | MW | SEPD | Consumer Transformation | Willowdale | 0 | 0 | 0 | 0 | 0 | 0 | 0 | 0 | 0 | 0 | 0 | 0 | 0 | 0 | 0 | 0 | 0 | 0 | 0 | 0 | 0 | 0 | 0 | 0 | 0 | 0 | 0 | 0 | 0 | 0 | 0 | 0
Gen_BB008 | MW | SEPD | Consumer Transformation | Willowdale | 0 | 0 | 0 | 0 | 0 | 0 | 0 | 0 | 0 | 0 | 0 | 0 | 0 | 0 | 0 | 0 | 0 | 0 | 0 | 0 | 0 | 0 | 0 | 0 | 0 | 0 | 0 | 0 | 0 | 0 | 0 | 0
Gen_BB010 | MW | SEPD | Consumer Transformation | Willowdale | 0 | 0 | 0 | 0 | 0 | 0 | 0 | 0 | 0 | 0 | 0 | 0 | 0 | 0 | 0 | 0 | 0 | 0 | 0 | 0 | 0 | 0 | 0 | 0 | 0 | 0 | 0 | 0 | 0 | 0 | 0 | 0
Gen_BB011 | MW | SEPD | Consumer Transformation | Willowdale | 0 | 0 | 0 | 0 | 0 | 0 | 0 | 0 | 0 | 0 | 0 | 0 | 0 | 0 | 0 | 0 | 0 | 0 | 0 | 0 | 0 | 0 | 0 | 0 | 0 | 0 | 0 | 0 | 0 | 0 | 0 | 0
Gen_BB012 | MW | SEPD | Consumer Transformation | Willowdale | 0.31816 | 0.31848 | 0.31911 | 0.32013 | 0.32168 | 0.32327 | 0.32555 | 0.3286 | 0.33166 | 0.33474 | 0.33813 | 0.34168 | 0.34541 | 0.34915 | 0.35293 | 0.35673 | 0.36733 | 0.37816 | 0.38928 | 0.40056 | 0.41203 | 0.42368 | 0.43553 | 0.4475 | 0.45955 | 0.46955 | 0.4796 | 0.48971 | 0.49987 | 0.5101 | 0.52038 | 0.53071
Gen_BB013 | MW | SEPD | Consumer Transformation | Willowdale | 0.10454 | 0.12376 | 0.16125 | 0.23044 | 0.28106 | 0.32443 | 0.3954 | 0.47401 | 0.55912 | 0.65494 | 0.75026 | 0.83075 | 0.90632 | 0.98847 | 1.0803 | 1.1808 | 1.3587 | 1.5387 | 1.7117 | 1.8857 | 2.0584 | 2.2296 | 2.4213 | 2.617 | 2.814 | 2.9969 | 3.1797 | 3.3629 | 3.5462 | 3.7298 | 3.9137 | 4.0978
Gen_BB014 | MW | SEPD | Consumer Transformation | Willowdale | 0 | 0 | 0 | 0 | 0 | 0 | 0 | 0 | 0 | 0 | 0 | 0 | 0 | 0 | 0 | 0 | 0 | 0 | 0 | 0 | 0 | 0 | 0 | 0 | 0 | 0 | 0 | 0 | 0 | 0 | 0 | 0
Gen_BB015 | MW | SEPD | Consumer Transformation | Willowdale | 0 | 0 | 0 | 0 | 0 | 0 | 0 | 0 | 0 | 0 | 0 | 0 | 0 | 0 | 0 | 0 | 0 | 0 | 0 | 0 | 0 | 0 | 0 | 0 | 0 | 0 | 0 | 0 | 0 | 0 | 0 | 0
Gen_BB016 | MW | SEPD | Consumer Transformation | Willowdale | 0 | 0 | 0 | 0 | 0 | 0 | 0 | 0 | 0 | 0 | 0 | 0 | 0 | 0 | 0 | 0 | 0 | 0 | 0 | 0 | 0 | 0 | 0 | 0 | 0 | 0 | 0 | 0 | 0 | 0 | 0 | 0
Gen_BB017 | MW | SEPD | Consumer Transformation | Willowdale | 0 | 0 | 0 | 0 | 0 | 0 | 0 | 0 | 0 | 0 | 0 | 0 | 0 | 0 | 0 | 0 | 0 | 0 | 0 | 0 | 0 | 0 | 0 | 0 | 0 | 0 | 0 | 0 | 0 | 0 | 0 | 0
Gen_BB018 | MW | SEPD | Consumer Transformation | Willowdale | 0.285 | 0.285 | 0.285 | 0.285 | 0.28596 | 0.29959 | 0.30368 | 0.30984 | 0.31599 | 0.32255 | 0.3287 | 0.33526 | 0.34141 | 0.34757 | 0.35371 | 0.36027 | 0.36643 | 0.37193 | 0.3772 | 0.38267 | 0.38756 | 0.39269 | 0.39686 | 0.40049 | 0.40441 | 0.40823 | 0.41235 | 0.41597 | 0.41952 | 0.42341 | 0.42723 | 0.43059
Hydrogen electrolysis | MW | SEPD | Consumer Transformation | Willowdale | 0 | 0 | 0 | 0 | 0 | 0 | 0 | 0 | 0 | 0 | 0 | 0 | 0 | 0 | 0 | 0 | 0 | 0 | 0 | 0 | 0 | 0 | 0 | 0 | 0 | 0 | 0 | 0 | 0 | 0 | 0 | 0
Lct_BB001 | Number | SEPD | Consumer Transformation | Willowdale | 40.2582 | 59.5081 | 99.4828 | 191.868 | 311.5105 | 478.1217 | 808.9535 | 1357.4669 | 1908.3318 | 2462.508 | 3021.2196 | 3585.3244 | 4280.4918 | 5344.8368 | 6527.9901 | 7813.9419 | 9217.7404 | 10664.1968 | 12106.5234 | 13495.0701 | 14793.5568 | 15969.1393 | 16998.4964 | 17849.8908 | 18554.8439 | 18902.6599 | 19092.8351 | 19320.8214 | 19486.1333 | 19530.7181 | 19529.4925 | 19462.4532
Lct_BB003 | Number | SEPD | Consumer Transformation | Willowdale | 0 | 0 | 0 | 1.0907 | 2.6452 | 4.7112 | 7.5594 | 10.6764 | 20.4362 | 34.7027 | 50.7713 | 69.1456 | 84.105 | 103.2004 | 121.8553 | 139.6485 | 156.4438 | 171.7987 | 185.5466 | 197.4337 | 207.7229 | 217.5457 | 225.5213 | 232.1862 | 239.1799 | 248.4172 | 253.6109 | 255.7281 | 257.558 | 259.1671 | 260.5823 | 261.0465
Lct_BB005 | Number | SEPD | Consumer Transformation | Willowdale | 4.394 | 189.8223 | 310.8997 | 1177.8724 | 2695.8214 | 3912.8828 | 4908.5133 | 6640.3151 | 8593.1091 | 9159.8339 | 9951.4752 | 10793.8687 | 11668.743 | 12537.2708 | 13397.2072 | 14236.532 | 15029.7706 | 15642.295 | 16201.8744 | 16712.8661 | 17178.982 | 17608.2331 | 17885.7211 | 18166.1314 | 18390.3871 | 18602.8968 | 18807.9406 | 18851.1406 | 18894.3406 | 18937.5406 | 18980.7406 | 19023.9406
Lct_BB006 | Number | SEPD | Consumer Transformation | Willowdale | 0 | 0 | 38.6814 | 76.8607 | 114.5404 | 151.72 | 188.4001 | 269.7582 | 349.8045 | 384.1207 | 417.8642 | 451.038 | 567.0349 | 681.7579 | 795.206 | 907.3799 | 1018.2806 | 1124.0678 | 1228.623 | 1331.9459 | 1434.0372 | 1534.896 | 1569.5514 | 1603.9664 | 1638.1415 | 1672.0753 | 1705.7698 | 1705.7698 | 1705.7698 | 1705.7698 | 1705.7698 | 1705.7698
Lct_BB007 | Number | SEPD | Consumer Transformation | Willowdale | 73.8866 | 91.7425 | 92.792 | 154.0375 | 293.2862 | 447.2214 | 589.6958 | 736.2602 | 893.2644 | 1063.0088 | 1270.1322 | 1455.9526 | 1551.1675 | 1645.3092 | 1738.3786 | 1830.376 | 1921.3021 | 1967.3881 | 2013.3922 | 2059.3143 | 2105.1545 | 2150.9128 | 2171.1448 | 2203.9429 | 2236.8897 | 2269.9852 | 2303.2293 | 2296.6629 | 2290.0965 | 2283.53 | 2276.9636 | 2270.3972
Lct_BB008 | Number | SEPD | Consumer Transformation | Willowdale | 0 | 0 | 0.87657 | 1.7418 | 2.5957 | 3.4382 | 4.2695 | 6.1131 | 7.9271 | 9.7114 | 11.466 | 13.1908 | 19.2222 | 25.1873 | 31.0862 | 36.9187 | 42.685 | 48.1856 | 53.6221 | 58.9945 | 64.303 | 69.5473 | 71.3492 | 73.1386 | 74.9156 | 76.6801 | 78.4321 | 78.4321 | 78.4321 | 78.4321 | 78.4321 | 78.4321
Lct_BB010b | MW | SEPD | Consumer Transformation | Willowdale | 0.084 | 0.20833 | 0.62741 | 1.3281 | 2.1428 | 3.2043 | 5.1196 | 6.9824 | 9.0673 | 11.2457 | 12.9534 | 14.7103 | 17.3616 | 20.0597 | 22.8404 | 25.844 | 28.5042 | 30.6951 | 32.9108 | 34.2352 | 35.2175 | 35.8544 | 36.1594 | 36.1594 | 36.1594 | 36.1594 | 36.5416 | 36.5416 | 36.5416 | 36.5416 | 36.5416 | 36.5416
Lct_BB011b | MW | SEPD | Consumer Transformation | Willowdale | 0.011 | 0.0534 | 0.09572 | 0.21777 | 0.33966 | 0.48744 | 0.72749 | 1.0928 | 1.5368 | 1.8585 | 2.2034 | 2.611 | 2.9653 | 3.316 | 3.6538 | 3.9588 | 4.2262 | 4.4416 | 4.603 | 4.7086 | 4.7738 | 4.8126 | 4.834 | 4.8533 | 4.88 | 4.9193 | 4.9221 | 4.9221 | 4.9221 | 4.9221 | 4.9221 | 4.9221
Lct_BB012b | MW | SEPD | Consumer Transformation | Willowdale | 0.561 | 0.6132 | 0.66516 | 0.77721 | 0.87019 | 0.97793 | 1.1054 | 1.2427 | 1.3965 | 1.5502 | 1.7149 | 1.8788 | 2.1253 | 2.3719 | 2.6049 | 2.8126 | 2.9913 | 3.1297 | 3.2261 | 3.2946 | 3.3432 | 3.374 | 3.3892 | 3.3961 | 3.4033 | 3.4129 | 3.4282 | 3.4282 | 3.4282 | 3.4282 | 3.4282 | 3.4282
Lct_BB013b | MW | SEPD | Consumer Transformation | Willowdale | 0 | 0 | 0 | 0 | 0 | 0 | 0 | 0 | 0 | 0 | 0 | 0 | 0 | 0 | 0 | 0 | 0 | 0 | 0 | 0 | 0 | 0 | 0 | 0 | 0 | 0 | 0 | 0 | 0 | 0 | 0 | 0
Lct_BB014 | Number | SEPD | Consumer Transformation | Willowdale | 159.5479 | 160.7724 | 180.6268 | 205.0737 | 231.9275 | 262.1945 | 296.9155 | 306.1895 | 342.7066 | 383.5798 | 428.8468 | 480.2911 | 482.9037 | 543.9943 | 614.0622 | 692.9873 | 781.6409 | 1168.9333 | 1259.2102 | 1358.6479 | 1469.3397 | 1591.0212 | 1558.5797 | 1693.0367 | 1833.9605 | 1996.9631 | 2177.0704 | 2454.6565 | 2766.8359 | 3119.4871 | 3516.2914 | 3963.1268
Other generation | MW | SEPD | Consumer Transformation | Willowdale | 0 | 0 | 0 | 0 | 0 | 0 | 0 | 0 | 0 | 0 | 0 | 0 | 0 | 0 | 0 | 0 | 0 | 0 | 0 | 0 | 0 | 0 | 0 | 0 | 0 | 0 | 0 | 0 | 0 | 0 | 0 | 0
Srg_BB001 | MW | SEPD | Consumer Transformation | Willowdale | 0 | 0.13646 | 0.15011 | 0.16376 | 0.1774 | 0.19105 | 0.2047 | 0.42304 | 0.43669 | 0.45033 | 0.46398 | 0.47763 | 0.65012 | 0.82916 | 1.0147 | 1.2069 | 1.4056 | 1.5 | 1.5977 | 1.6987 | 1.803 | 1.9105 | 2.0129 | 2.1152 | 2.2175 | 2.3199 | 2.4222 | 2.4222 | 2.4222 | 2.4222 | 2.4222 | 2.4222
Srg_BB002 | MW | SEPD | Consumer Transformation | Willowdale | 0 | 0 | 0.00022036 | 0.00046435 | 0.00074938 | 0.001097 | 0.0015224 | 0.0060202 | 0.0099551 | 0.014862 | 0.020748 | 0.027884 | 0.030887 | 0.034031 | 0.03719 | 0.04037 | 0.044088 | 0.051416 | 0.059883 | 0.069539 | 0.080332 | 0.092301 | 0.11436 | 0.13893 | 0.16598 | 0.19533 | 0.22477 | 0.2562 | 0.28966 | 0.32516 | 0.3627 | 0.40231
Data centres (MW) | MW | SEPD | Consumer Transformation | Woodhill | 0 | 0 | 0 | 0 | 0 | 0 | 0 | 0 | 0 | 0 | 0 | 0 | 0 | 0 | 0 | 0 | 0 | 0 | 0 | 0 | 0 | 0 | 0 | 0 | 0 | 0 | 0 | 0 | 0 | 0 | 0 | 0
Dem_BB001a | Number of homes (cumulative) | SEPD | Consumer Transformation | Woodhill | 0 | 118.6998 | 346.7894 | 529.2743 | 622.8024 | 695.2601 | 767.8579 | 829.2931 | 890.4968 | 954.0794 | 1020.2027 | 1089.3712 | 1151.6008 | 1215.3338 | 1285.5932 | 1331.0647 | 1390.3065 | 1410.5957 | 1431.0971 | 1449.3011 | 1464.2986 | 1476.9861 | 1485.9221 | 1492.6909 | 1496.31 | 1497.8018 | 1498.2048 | 1498.5336 | 1498.8 | 1498.9936 | 1499.1222 | 1499.1831
Dem_BB002b | Floorspace (m2) (cumulative) | SEPD | Consumer Transformation | Woodhill | 0 | 37125 | 66825 | 93637.5 | 97762.5 | 101887.5 | 106012.5 | 109312.5 | 112612.5 | 115912.5 | 119212.5 | 122512.5 | 123750 | 123750 | 123750 | 123750 | 123750 | 123750 | 123750 | 123750 | 123750 | 123750 | 123750 | 123750 | 123750 | 123750 | 123750 | 123750 | 123750 | 123750 | 123750 | 123750
Domestic direct electric heating | Number | SEPD | Consumer Transformation | Woodhill | 953.6699 | 966.5262 | 991.2578 | 1025.948 | 1017.5049 | 991.2143 | 950.9357 | 873.5549 | 801.4118 | 749.7153 | 695.0659 | 652.3648 | 607.3084 | 586.294 | 576.2679 | 573.6023 | 570.9279 | 568.6554 | 565.6409 | 562.586 | 559.6098 | 556.6423 | 554.7517 | 552.8904 | 550.7065 | 548.4202 | 545.9684 | 543.3795 | 540.752 | 538.5003 | 536.1698 | 533.6818
Gas: Hydrogen peaking | MW | SEPD | Consumer Transformation | Woodhill | 0 | 0 | 0 | 0 | 0 | 0 | 0 | 0 | 0 | 0 | 0.2 | 0.2 | 0.5 | 0.5 | 0.5 | 0.5 | 0.5 | 0.5 | 0.5 | 0.5 | 0.5 | 0.5 | 0.5 | 0.5 | 0.5 | 0.5 | 1.495 | 1.495 | 1.495 | 1.495 | 1.495 | 1.495
Gen_BB001 | MW | SEPD | Consumer Transformation | Woodhill | 2.494 | 2.494 | 2.494 | 2.494 | 2.494 | 2.494 | 2.494 | 2.494 | 2.294 | 2.294 | 1.994 | 1.994 | 1.994 | 1.994 | 1.994 | 1.994 | 1.994 | 1.994 | 1.994 | 1.994 | 1.994 | 1.994 | 1.994 | 1.994 | 1.994 | 1.994 | 0 | 0 | 0 | 0 | 0 | 0
Gen_BB004 | MW | SEPD | Consumer Transformation | Woodhill | 0 | 0 | 0 | 0 | 0 | 0 | 0 | 0 | 0 | 0 | 0 | 0 | 0 | 0 | 0 | 0 | 0 | 0 | 0 | 0 | 0 | 0 | 0 | 0 | 0 | 0 | 0 | 0 | 0 | 0 | 0 | 0
Gen_BB005 | MW | SEPD | Consumer Transformation | Woodhill | 0 | 0 | 0 | 0 | 0 | 0 | 0 | 0 | 0 | 0 | 0 | 0 | 0 | 0 | 0 | 0 | 0 | 0 | 0 | 0 | 0 | 0 | 0 | 0 | 0 | 0 | 0 | 0 | 0 | 0 | 0 | 0
Gen_BB006 | MW | SEPD | Consumer Transformation | Woodhill | 0 | 0 | 0 | 0 | 0 | 0 | 0 | 0 | 0 | 0 | 0 | 0 | 0 | 0 | 0 | 0 | 0 | 0 | 0 | 0 | 0 | 0 | 0 | 0 | 0 | 0 | 0 | 0 | 0 | 0 | 0 | 0
Gen_BB008 | MW | SEPD | Consumer Transformation | Woodhill | 0 | 0 | 0 | 0 | 0 | 0 | 0 | 0 | 0 | 0 | 0 | 0 | 0 | 0 | 0 | 0 | 0 | 0 | 0 | 0 | 0 | 0 | 0 | 0 | 0 | 0 | 0 | 0 | 0 | 0 | 0 | 0
Gen_BB010 | MW | SEPD | Consumer Transformation | Woodhill | 0 | 0 | 0 | 0 | 0 | 0 | 0 | 0 | 0 | 0 | 0 | 0 | 0 | 0 | 0 | 0 | 0 | 0 | 0 | 0 | 0 | 0 | 0 | 0 | 0 | 0 | 0 | 0 | 0 | 0 | 0 | 0
Gen_BB011 | MW | SEPD | Consumer Transformation | Woodhill | 0 | 0 | 0 | 0 | 0 | 0 | 0 | 0 | 0 | 0 | 0 | 0 | 0 | 0 | 0 | 0 | 0 | 0 | 0 | 0 | 0 | 0 | 0 | 0 | 0 | 0 | 0 | 0 | 0 | 0 | 0 | 0
Gen_BB012 | MW | SEPD | Consumer Transformation | Woodhill | 0.22307 | 0.22514 | 0.22917 | 0.23549 | 0.24495 | 0.25443 | 0.26784 | 0.28544 | 0.30292 | 0.32029 | 0.33933 | 0.3591 | 0.37977 | 0.4005 | 0.42132 | 0.44225 | 0.46594 | 0.48956 | 0.51329 | 0.53697 | 0.56068 | 0.58444 | 0.60842 | 0.63243 | 0.65649 | 0.67642 | 0.69638 | 0.71638 | 0.73642 | 0.7565 | 0.77663 | 0.7968
Gen_BB013 | MW | SEPD | Consumer Transformation | Woodhill | 0.67753 | 0.70849 | 0.79481 | 0.9114 | 1.0329 | 1.1518 | 1.3088 | 1.4943 | 1.6815 | 1.8767 | 2.0913 | 2.3238 | 2.5569 | 2.8024 | 3.064 | 3.315 | 3.5964 | 3.8835 | 4.1607 | 4.4401 | 4.7209 | 5.0014 | 5.3029 | 5.6052 | 5.9044 | 6.1727 | 6.4395 | 6.7066 | 6.9739 | 7.2415 | 7.5095 | 7.7779
Gen_BB014 | MW | SEPD | Consumer Transformation | Woodhill | 0 | 0 | 0 | 0 | 0 | 0 | 0 | 0 | 0 | 0 | 0 | 0 | 0 | 0 | 0 | 0 | 0 | 0 | 0 | 0 | 0 | 0 | 0 | 0 | 0 | 0 | 0 | 0 | 0 | 0 | 0 | 0
Gen_BB015 | MW | SEPD | Consumer Transformation | Woodhill | 0 | 0 | 0 | 0 | 0 | 0 | 0 | 0 | 0 | 0.0011809 | 0.0025693 | 0.0044789 | 0.0062793 | 0.0085856 | 0.010459 | 0.012391 | 0.014378 | 0.016494 | 0.018749 | 0.021151 | 0.023544 | 0.025994 | 0.0284 | 0.030641 | 0.03278 | 0.034793 | 0.036767 | 0.038717 | 0.040633 | 0.042627 | 0.044573 | 0.046593
Gen_BB016 | MW | SEPD | Consumer Transformation | Woodhill | 0.0001891 | 0.0001891 | 0.00019086 | 0.00019395 | 0.00019927 | 0.00022169 | 0.00023937 | 0.00027365 | 0.00033655 | 0.00043975 | 0.00061011 | 0.00079683 | 0.0010135 | 0.0012177 | 0.0014189 | 0.0016723 | 0.0018728 | 0.0020726 | 0.0024152 | 0.0027521 | 0.0030832 | 0.0034084 | 0.0037274 | 0.0040402 | 0.0043465 | 0.0046462 | 0.0049391 | 0.005235 | 0.0055338 | 0.0058356 | 0.0061404 | 0.0064483
Gen_BB017 | MW | SEPD | Consumer Transformation | Woodhill | 0 | 0 | 0 | 0 | 0 | 0 | 0 | 0 | 0 | 0 | 0 | 0 | 0 | 0 | 0 | 0 | 0 | 0 | 0 | 0 | 0 | 0 | 0 | 0 | 0 | 0 | 0 | 0 | 0 | 0 | 0 | 0
Gen_BB018 | MW | SEPD | Consumer Transformation | Woodhill | 0 | 0 | 0 | 0 | 0 | 0 | 0 | 0 | 0 | 0 | 0 | 0 | 0 | 0 | 0 | 0 | 0 | 0 | 0 | 0 | 0 | 0 | 0 | 0 | 0 | 0 | 0 | 0 | 0 | 0 | 0 | 0
Hydrogen electrolysis | MW | SEPD | Consumer Transformation | Woodhill | 0 | 0 | 0 | 0 | 0 | 0 | 0 | 0 | 0 | 0 | 0 | 0 | 0 | 0 | 0 | 0 | 0 | 0 | 0 | 0 | 0 | 0 | 0 | 0 | 0 | 0 | 0 | 0 | 0 | 0 | 0 | 0
Lct_BB001 | Number | SEPD | Consumer Transformation | Woodhill | 57.3365 | 90.741 | 160.8751 | 317.2123 | 509.4426 | 773.2151 | 1219.2129 | 1816.0629 | 2417.4627 | 3024.4823 | 3638.8847 | 4262.5316 | 5140.0834 | 6326.1633 | 7606.6906 | 8953.1195 | 10369.986 | 11779.8647 | 13138.0388 | 14403.1661 | 15558.2684 | 16580.6242 | 17454.1476 | 18126.4977 | 18674.573 | 18933.8704 | 18929.4401 | 19072.0819 | 19156.8523 | 19130.4203 | 19059.2492 | 18930.7143
Lct_BB003 | Number | SEPD | Consumer Transformation | Woodhill | 0 | 0 | 2.9006 | 7.1381 | 13.3456 | 21.6487 | 33.195 | 84.6697 | 164.0954 | 209.6258 | 252.7584 | 318.5735 | 365.9616 | 414.6495 | 462.0802 | 507.2009 | 549.6776 | 588.4564 | 623.1281 | 652.9592 | 678.7284 | 703.1747 | 722.7449 | 739.0543 | 755.931 | 777.7853 | 791.4375 | 796.0641 | 800.0892 | 803.6499 | 806.801 | 807.9144
Lct_BB005 | Number | SEPD | Consumer Transformation | Woodhill | 9.851 | 123.4261 | 190.4929 | 623.776 | 1387.0762 | 1947.3504 | 2357.3514 | 3019.386 | 3782.8188 | 4275.0767 | 4903.0617 | 5552.829 | 6198.0434 | 6852.5258 | 7519.1956 | 8181.4785 | 8839.5935 | 9362.4215 | 9871.6025 | 10360.4031 | 10838.6364 | 11305.9257 | 11639.1336 | 11974.2674 | 12258.5561 | 12539.6626 | 12818.9551 | 12869.9551 | 12920.9551 | 12971.9551 | 13022.9551 | 13073.9551
Lct_BB006 | Number | SEPD | Consumer Transformation | Woodhill | 0 | 0 | 13.8982 | 27.6161 | 41.1545 | 54.5124 | 67.6904 | 96.9227 | 125.6835 | 148.0678 | 170.0804 | 191.7186 | 267.3899 | 342.2269 | 416.2331 | 489.4076 | 561.7496 | 630.7598 | 698.9646 | 766.3661 | 832.9644 | 898.7597 | 921.367 | 943.8168 | 966.1091 | 988.2466 | 1010.2277 | 1010.2277 | 1010.2277 | 1010.2277 | 1010.2277 | 1010.2277
Lct_BB007 | Number | SEPD | Consumer Transformation | Woodhill | 38.4931 | 47.7956 | 48.3424 | 80.2498 | 152.795 | 232.9915 | 307.2173 | 383.5738 | 465.3692 | 553.802 | 661.7083 | 758.5162 | 808.1209 | 857.1665 | 905.6534 | 953.5819 | 1000.9522 | 1024.9619 | 1048.9289 | 1072.8532 | 1096.7348 | 1120.5738 | 1131.1143 | 1148.2013 | 1165.3658 | 1182.6078 | 1199.9272 | 1196.5062 | 1193.0853 | 1189.6644 | 1186.2434 | 1182.8225
Lct_BB008 | Number | SEPD | Consumer Transformation | Woodhill | 0 | 0 | 0.45668 | 0.90746 | 1.3523 | 1.7913 | 2.2243 | 3.1848 | 4.1299 | 5.0594 | 5.9735 | 6.8721 | 10.0143 | 13.122 | 16.1951 | 19.2338 | 22.2379 | 25.1035 | 27.9358 | 30.7347 | 33.5002 | 36.2324 | 37.1711 | 38.1034 | 39.0292 | 39.9485 | 40.8612 | 40.8612 | 40.8612 | 40.8612 | 40.8612 | 40.8612
Lct_BB010b | MW | SEPD | Consumer Transformation | Woodhill | 0.445 | 0.71738 | 1.2644 | 2.2737 | 3.4038 | 4.9265 | 7.3135 | 9.7494 | 12.3347 | 15.0838 | 17.1882 | 19.3192 | 23.2253 | 28.1417 | 33.3128 | 37.5232 | 41.0364 | 43.3699 | 45.6617 | 46.9516 | 47.7973 | 48.5072 | 48.7506 | 48.7506 | 48.7506 | 48.7506 | 49.0163 | 49.0163 | 49.0163 | 49.0163 | 49.0163 | 49.0163
Lct_BB011b | MW | SEPD | Consumer Transformation | Woodhill | 0.092 | 0.1511 | 0.20911 | 0.35815 | 0.50445 | 0.67968 | 0.90634 | 1.1774 | 1.4882 | 1.7874 | 2.1117 | 2.4742 | 2.9194 | 3.3605 | 3.7772 | 4.1507 | 4.4733 | 4.7274 | 4.9087 | 5.0197 | 5.0782 | 5.0911 | 5.0963 | 5.101 | 5.1075 | 5.117 | 5.1177 | 5.1177 | 5.1177 | 5.1177 | 5.1177 | 5.1177
Lct_BB012b | MW | SEPD | Consumer Transformation | Woodhill | 0.6 | 0.7069 | 0.81389 | 1.0663 | 1.2999 | 1.5792 | 1.939 | 2.3463 | 2.8061 | 3.2452 | 3.723 | 4.2244 | 4.9127 | 5.6102 | 6.2821 | 6.8951 | 7.4373 | 7.8761 | 8.2031 | 8.4276 | 8.5759 | 8.6574 | 8.6804 | 8.6894 | 8.6989 | 8.7113 | 8.7323 | 8.7323 | 8.7323 | 8.7323 | 8.7323 | 8.7323
Lct_BB013b | MW | SEPD | Consumer Transformation | Woodhill | 0 | 0.0274 | 0.05478 | 0.11333 | 0.15777 | 0.2052 | 0.29184 | 0.42745 | 0.5746 | 0.64563 | 0.71704 | 0.79822 | 0.89265 | 0.98396 | 1.0705 | 1.1463 | 1.2111 | 1.2609 | 1.2959 | 1.3158 | 1.3251 | 1.3298 | 1.3298 | 1.3298 | 1.3298 | 1.3345 | 1.3345 | 1.3345 | 1.3345 | 1.3345 | 1.3345 | 1.3345
Lct_BB014 | Number | SEPD | Consumer Transformation | Woodhill | 83.6536 | 84.2956 | 94.7056 | 107.5235 | 121.6034 | 137.4728 | 155.6776 | 171.961 | 192.4696 | 215.4247 | 240.8474 | 269.7393 | 295.5407 | 332.9286 | 375.8107 | 424.1134 | 478.3701 | 715.3959 | 770.6461 | 831.5027 | 899.2469 | 973.7169 | 1023.2123 | 1111.4838 | 1204.0006 | 1311.0123 | 1429.2533 | 1611.4894 | 1816.4362 | 2047.9528 | 2308.456 | 2601.8048
Other generation | MW | SEPD | Consumer Transformation | Woodhill | 0.265 | 0.265 | 0.265 | 0.265 | 0.265 | 0.265 | 0.265 | 0.265 | 0.265 | 0.265 | 0.265 | 0.265 | 0.265 | 0.265 | 0.265 | 0.265 | 0.265 | 0.265 | 0.265 | 0.265 | 0.265 | 0.265 | 0.265 | 0.265 | 0.265 | 0.265 | 0.265 | 0.265 | 0.265 | 0.265 | 0.265 | 0.265
Srg_BB001 | MW | SEPD | Consumer Transformation | Woodhill | 0 | 0.055026 | 0.060529 | 0.066031 | 0.071534 | 0.077036 | 0.082539 | 0.17058 | 0.17608 | 0.18159 | 0.18709 | 0.19261 | 0.26216 | 0.33436 | 0.40921 | 0.48669 | 0.56683 | 0.60494 | 0.64438 | 0.68515 | 0.72724 | 0.77066 | 0.81195 | 0.85325 | 0.89454 | 0.93583 | 0.97713 | 0.97714 | 0.97716 | 0.97717 | 0.97719 | 0.9772
Srg_BB002 | MW | SEPD | Consumer Transformation | Woodhill | 0 | 0 | 0.0014078 | 0.0029476 | 0.0047196 | 0.0068544 | 0.0094321 | 0.036312 | 0.059583 | 0.088361 | 0.12262 | 0.1639 | 0.18116 | 0.19917 | 0.21718 | 0.23524 | 0.25361 | 0.28615 | 0.3207 | 0.35748 | 0.3963 | 0.43729 | 0.5097 | 0.58748 | 0.67038 | 0.75828 | 0.84459 | 0.93499 | 1.0295 | 1.1282 | 1.2309 | 1.3379
Data centres (MW) | MW | SEPD | Leading the Way | Abernethy | 0 | 0 | 0 | 0 | 0 | 0 | 0 | 0 | 0 | 0 | 0 | 0 | 0 | 0 | 0 | 0 | 0 | 0 | 0 | 0 | 0 | 0 | 0 | 0 | 0 | 0 | 0 | 0 | 0 | 0 | 0 | 0
Dem_BB001a | Number of homes (cumulative) | SEPD | Leading the Way | Abernethy | 0 | 235.0235 | 406.2811 | 567.1757 | 744.0961 | 921.9743 | 1092.1697 | 1263.2923 | 1428.3112 | 1597.4998 | 1760.4827 | 1918.944 | 2046.5162 | 2161.5162 | 2269.5162 | 2381.5162 | 2486.5162 | 2569.4489 | 2646.5608 | 2698.4216 | 2742.108 | 2776.6134 | 2803.4483 | 2826.1342 | 2843.6864 | 2858.1251 | 2867.4846 | 2872.7779 | 2875.0156 | 2875.1882 | 2875.3029 | 2875.3573
Dem_BB002b | Floorspace (m2) (cumulative) | SEPD | Leading the Way | Abernethy | 0 | 15210 | 35789.6667 | 67665.1667 | 96156.5 | 125598.6667 | 166119.1667 | 200389.1667 | 232976.6667 | 260464.1667 | 290585 | 325264.1667 | 365670.8333 | 411745 | 450838.3333 | 489504.1667 | 531737.5 | 546741.6667 | 560612.5 | 573225 | 584304.1667 | 593287.5 | 599633.3333 | 603979.1667 | 606300 | 606300 | 606300 | 606300 | 606300 | 606300 | 606300 | 606300
Domestic direct electric heating | Number | SEPD | Leading the Way | Abernethy | 2838.86 | 2864.2465 | 2882.8177 | 2872.7305 | 2826.9363 | 2747.5562 | 2636.4371 | 2520.8293 | 2405.9733 | 2294.831 | 2184.0395 | 2107.9087 | 2045.9172 | 2023.4286 | 2013.4064 | 2004.9138 | 1996.5033 | 1986.8939 | 1978.1222 | 1967.9563 | 1957.1797 | 1946.0965 | 1935.8721 | 1925.5081 | 1914.9525 | 1904.2326 | 1893.0166 | 1881.4057 | 1870.0246 | 1858.5881 | 1847.663 | 1837.0094
Gas: Hydrogen peaking | MW | SEPD | Leading the Way | Abernethy | 0 | 0 | 0 | 0 | 0 | 0 | 0 | 0 | 0 | 0 | 0 | 0 | 0 | 0 | 0 | 0 | 0 | 0 | 0 | 0 | 0 | 0 | 0 | 0 | 0 | 0 | 0 | 0 | 0 | 0 | 0 | 0
Gen_BB001 | MW | SEPD | Leading the Way | Abernethy | 0 | 0 | 0 | 0 | 0 | 0 | 0 | 0 | 0 | 0 | 0 | 0 | 0 | 0 | 0 | 0 | 0 | 0 | 0 | 0 | 0 | 0 | 0 | 0 | 0 | 0 | 0 | 0 | 0 | 0 | 0 | 0
Gen_BB004 | MW | SEPD | Leading the Way | Abernethy | 5.2 | 5.2 | 5.2 | 5.2 | 5.2 | 5.2 | 5.2 | 5.2 | 5.2 | 5.2 | 5.2 | 5.2 | 5.2 | 5.2 | 5.2687 | 0.93745 | 0.93745 | 0.93745 | 1.005 | 1.0744 | 1.143 | 1.143 | 1.143 | 1.143 | 1.143 | 1.143 | 1.143 | 1.143 | 1.143 | 1.143 | 1.143 | 1.2127
Gen_BB005 | MW | SEPD | Leading the Way | Abernethy | 0 | 0 | 0 | 0 | 0 | 0 | 0 | 0 | 0 | 0 | 0 | 0 | 0 | 0 | 0 | 0 | 0 | 0 | 0 | 0 | 0 | 0 | 0 | 0 | 0 | 0 | 0 | 0 | 0 | 0 | 0 | 0
Gen_BB006 | MW | SEPD | Leading the Way | Abernethy | 0 | 0 | 0 | 0 | 0 | 0 | 0 | 0 | 0 | 0 | 0 | 0 | 0 | 0 | 0 | 0 | 0 | 0 | 0 | 0 | 0 | 0 | 0 | 0 | 0 | 0 | 0 | 0 | 0 | 0 | 0 | 0
Gen_BB008 | MW | SEPD | Leading the Way | Abernethy | 0 | 0 | 0 | 0 | 0 | 0 | 0 | 0 | 0 | 0 | 0 | 0 | 0 | 0 | 0 | 0 | 0 | 0 | 0 | 0 | 0 | 0 | 0 | 0 | 0 | 0 | 0 | 0 | 0 | 0 | 0 | 0
Gen_BB010 | MW | SEPD | Leading the Way | Abernethy | 0 | 0 | 0 | 0 | 0 | 0 | 0 | 0 | 0 | 0 | 0 | 0 | 0 | 0 | 0 | 0 | 0 | 0 | 0 | 0 | 0 | 0 | 0 | 0 | 0 | 0 | 0 | 0 | 0 | 0 | 0 | 0
Gen_BB011 | MW | SEPD | Leading the Way | Abernethy | 0 | 0 | 0 | 0 | 0 | 0 | 0 | 0 | 0 | 0 | 0 | 0 | 0 | 0 | 0 | 0 | 0 | 0 | 0 | 0 | 0 | 0 | 0 | 0 | 0 | 0 | 0 | 0 | 0 | 0 | 0 | 0
Gen_BB012 | MW | SEPD | Leading the Way | Abernethy | 10.67 | 10.8885 | 10.9589 | 30.8835 | 30.9052 | 31.0114 | 31.1387 | 33.6159 | 36.0497 | 38.9368 | 42.2165 | 45.8845 | 50.4051 | 55.3526 | 59.9313 | 64.6905 | 69.7063 | 75.021 | 79.6628 | 83.6382 | 86.326 | 88.0244 | 99.8724 | 101.5524 | 104.8198 | 108.0477 | 111.2773 | 114.1843 | 116.7695 | 119.033 | 120.9847 | 122.6244
Gen_BB013 | MW | SEPD | Leading the Way | Abernethy | 3.4129 | 3.4883 | 3.5965 | 3.7365 | 3.9244 | 4.1436 | 4.4019 | 4.8344 | 5.264 | 5.7766 | 6.2906 | 6.8067 | 7.3022 | 7.7988 | 8.3019 | 8.8167 | 9.2737 | 9.678 | 10.0712 | 10.4412 | 10.8067 | 11.1674 | 11.5229 | 11.86 | 12.1779 | 12.4319 | 12.6801 | 12.9093 | 13.1206 | 13.315 | 13.5097 | 13.7049
Gen_BB014 | MW | SEPD | Leading the Way | Abernethy | 0 | 0 | 0 | 0 | 0 | 0 | 0 | 0 | 0 | 0 | 0 | 0 | 0 | 0 | 0 | 0 | 0 | 0 | 0 | 0 | 0 | 0 | 0 | 0 | 0 | 0 | 0 | 0 | 0 | 0 | 0 | 0
Gen_BB015 | MW | SEPD | Leading the Way | Abernethy | 16.999 | 16.999 | 16.999 | 16.999 | 16.999 | 16.999 | 16.999 | 16.999 | 16.999 | 17.8226 | 18.7208 | 23.6117 | 24.9295 | 25.8307 | 26.8116 | 27.818 | 28.8485 | 29.9426 | 31.1044 | 32.338 | 36.388 | 37.6456 | 38.8831 | 40.0415 | 41.1512 | 42.2006 | 43.2319 | 44.2527 | 45.2579 | 46.3022 | 47.3246 | 48.3845
Gen_BB016 | MW | SEPD | Leading the Way | Abernethy | 2.7631 | 2.7631 | 2.7642 | 2.766 | 2.7689 | 2.7829 | 2.7916 | 2.8075 | 2.8367 | 2.8847 | 2.9689 | 3.0556 | 3.1612 | 3.4559 | 3.5505 | 4.3139 | 5.4123 | 6.3108 | 6.3899 | 6.4676 | 6.544 | 6.619 | 6.6926 | 6.7649 | 6.8357 | 6.9051 | 6.9729 | 7.0415 | 7.1107 | 7.1806 | 7.2512 | 7.3225
Gen_BB017 | MW | SEPD | Leading the Way | Abernethy | 0 | 0 | 0 | 0 | 0 | 0 | 0 | 0 | 0 | 0 | 0 | 0 | 0 | 0 | 0 | 0 | 0 | 0 | 0 | 0 | 0 | 0 | 0 | 0 | 0 | 0 | 0 | 0 | 0 | 0 | 0 | 0
Gen_BB018 | MW | SEPD | Leading the Way | Abernethy | 1.648 | 1.723 | 1.723 | 1.723 | 1.7286 | 1.7627 | 1.7746 | 1.7961 | 1.8152 | 1.8367 | 1.8557 | 1.8772 | 1.8963 | 1.9178 | 1.9392 | 1.9584 | 1.9799 | 1.9975 | 2.0163 | 2.0314 | 2.0479 | 2.0635 | 2.0758 | 2.0898 | 2.103 | 2.1134 | 2.1254 | 2.137 | 2.1481 | 2.1565 | 2.1668 | 2.1768
Hydrogen electrolysis | MW | SEPD | Leading the Way | Abernethy | 0 | 0 | 0 | 0 | 0 | 0 | 0 | 0 | 0 | 0 | 0 | 0 | 0 | 0 | 0 | 0 | 0 | 0 | 0 | 0 | 0 | 0 | 0 | 0 | 0 | 0 | 0 | 0 | 0 | 0 | 0 | 0
Lct_BB001 | Number | SEPD | Leading the Way | Abernethy | 123.4684 | 204.766 | 367.9616 | 744.3458 | 1277.8699 | 2086.6677 | 3076.7313 | 4197.5412 | 5523.652 | 7145.5072 | 8890.4513 | 10977.3455 | 13136.9925 | 15405.2094 | 17705.1159 | 19999.6465 | 22145.2585 | 23846.2668 | 25103.8258 | 25948.6783 | 26480.3297 | 26340.0527 | 26113.6536 | 25783.6534 | 25368.341 | 24777.2829 | 24053.4486 | 23214.2719 | 22256.1956 | 21168.5924 | 19940.0512 | 18562.4966
Lct_BB003 | Number | SEPD | Leading the Way | Abernethy | 0 | 0 | 0.78323 | 1.5437 | 2.5501 | 4.0487 | 6.437 | 21.9234 | 37.2724 | 50.887 | 64.1886 | 84.4476 | 98.9041 | 116.5406 | 135.9852 | 155.8241 | 174.8405 | 191.5123 | 205.1421 | 215.3417 | 222.7502 | 228.3233 | 232.1394 | 235.3283 | 238.131 | 241.128 | 244.3516 | 242.7424 | 241.9343 | 241.8833 | 242.5174 | 243.7347
Lct_BB005 | Number | SEPD | Leading the Way | Abernethy | 267.5975 | 351.2401 | 374.9872 | 614.5592 | 1123.8119 | 1639.8108 | 2161.7829 | 2754.7868 | 3524.223 | 4320.3433 | 5183.7273 | 6293.7264 | 6923.3495 | 7552.3018 | 8182.7917 | 8818.1981 | 9456.5508 | 9899.3494 | 10379.4509 | 10997.5709 | 11543.8996 | 12237.0918 | 12620.061 | 13003.3974 | 13386.7047 | 13771.6708 | 14157.0266 | 14202.0266 | 14245.2266 | 14287.2266 | 14329.2266 | 14371.2266
Lct_BB006 | Number | SEPD | Leading the Way | Abernethy | 0 | 0 | 26.8474 | 53.3445 | 79.4965 | 105.298 | 130.7535 | 185.0666 | 238.5011 | 291.0603 | 342.7446 | 412.3366 | 571.4347 | 728.7615 | 884.3209 | 1038.1107 | 1190.1306 | 1371.9006 | 1551.5559 | 1729.0955 | 1904.5162 | 2077.8186 | 2174.1365 | 2269.8015 | 2364.8195 | 2459.1848 | 2552.9021 | 2552.9021 | 2552.9021 | 2552.9021 | 2552.9021 | 2552.9021
Lct_BB007 | Number | SEPD | Leading the Way | Abernethy | 37.591 | 48.915 | 47.9241 | 79.7734 | 148.5341 | 199.9341 | 252.8052 | 305.407 | 376.3904 | 448.0935 | 526.8869 | 619.2736 | 665.2315 | 710.5984 | 755.3747 | 799.5607 | 843.1568 | 869.35 | 897.3623 | 933.9155 | 961.7212 | 995.9672 | 1010.1586 | 1028.3739 | 1046.6726 | 1065.0548 | 1083.5204 | 1083.9826 | 1084.7799 | 1085.6888 | 1086.7094 | 1087.8416
Lct_BB008 | Number | SEPD | Leading the Way | Abernethy | 0 | 0 | 1.6373 | 3.2534 | 4.8483 | 6.4221 | 7.9748 | 11.2873 | 14.5464 | 17.7521 | 20.9044 | 24.0033 | 31.0876 | 38.0932 | 45.02 | 51.8679 | 58.6371 | 66.7311 | 74.7308 | 82.6363 | 90.4474 | 98.1643 | 102.4531 | 106.713 | 110.9439 | 115.1459 | 119.319 | 119.319 | 119.319 | 119.319 | 119.319 | 119.319
Lct_BB010b | MW | SEPD | Leading the Way | Abernethy | 1.204 | 1.6836 | 2.305 | 3.8839 | 6.026 | 8.8113 | 12.469 | 16.6768 | 21.9768 | 29.2488 | 36.9516 | 47.344 | 57.7728 | 68.7976 | 78.2256 | 85.1379 | 88.8113 | 90.7053 | 92.1484 | 92.6271 | 92.8502 | 92.8872 | 92.9144 | 92.9321 | 92.9423 | 92.9423 | 92.9423 | 92.9423 | 92.9423 | 92.9423 | 92.9423 | 92.9423
Lct_BB011b | MW | SEPD | Leading the Way | Abernethy | 0.096 | 0.1455 | 0.21764 | 0.38494 | 0.57399 | 0.79317 | 1.1543 | 1.6751 | 2.3179 | 2.8202 | 3.3702 | 3.9991 | 4.6241 | 5.2994 | 5.9831 | 6.6189 | 7.1636 | 7.5832 | 7.8727 | 8.037 | 8.1101 | 8.1301 | 8.1339 | 8.1415 | 8.1531 | 8.1695 | 8.1921 | 8.1921 | 8.1921 | 8.1921 | 8.1924 | 8.242
Lct_BB012b | MW | SEPD | Leading the Way | Abernethy | 0.858 | 0.9116 | 0.97031 | 1.0957 | 1.2383 | 1.3922 | 1.5912 | 1.8341 | 2.1206 | 2.4436 | 2.8125 | 3.2252 | 3.7966 | 4.4109 | 5.0229 | 5.5964 | 6.0914 | 6.485 | 6.7725 | 6.9609 | 7.0737 | 7.0803 | 7.0854 | 7.0889 | 7.0912 | 7.0923 | 7.0923 | 7.0923 | 7.0923 | 7.0923 | 7.0923 | 7.0923
Lct_BB013b | MW | SEPD | Leading the Way | Abernethy | 0.068 | 0.2094 | 0.35063 | 0.64511 | 0.91402 | 1.1995 | 1.7762 | 2.6025 | 3.5095 | 3.967 | 4.4257 | 4.9371 | 5.5446 | 6.1614 | 6.7511 | 7.2598 | 7.6589 | 7.9264 | 8.0701 | 8.0975 | 8.0975 | 8.0975 | 8.0975 | 8.0975 | 8.0975 | 8.0975 | 8.0975 | 8.0975 | 8.0975 | 8.0975 | 8.0975 | 8.0975
Lct_BB014 | Number | SEPD | Leading the Way | Abernethy | 41.771 | 42.0916 | 42.1083 | 42.4701 | 42.8484 | 42.945 | 43.3165 | 43.4167 | 43.6498 | 43.8829 | 44.116 | 44.3491 | 44.5822 | 44.8153 | 45.0484 | 45.2816 | 45.5147 | 45.7478 | 45.9809 | 46.214 | 46.4471 | 46.6802 | 46.9133 | 47.1464 | 47.3795 | 47.6126 | 47.8458 | 48.0789 | 48.312 | 48.5451 | 48.7782 | 49.0113
Other generation | MW | SEPD | Leading the Way | Abernethy | 0 | 0 | 0 | 0 | 0 | 0 | 0 | 0 | 0 | 0 | 0 | 0 | 0 | 0 | 0 | 0 | 0 | 0 | 0 | 0 | 0 | 0 | 0 | 0 | 0 | 0 | 0 | 0 | 0 | 0 | 0 | 0
Srg_BB001 | MW | SEPD | Leading the Way | Abernethy | 0 | 0.16141 | 30.2268 | 30.2755 | 30.3267 | 49.3804 | 49.6483 | 50.5477 | 50.8298 | 51.1375 | 51.4654 | 51.9441 | 52.0109 | 52.1002 | 52.189 | 52.2892 | 52.5028 | 52.8078 | 53.1399 | 53.4817 | 53.8445 | 54.2259 | 54.4157 | 54.6092 | 54.8 | 54.9947 | 55.1897 | 55.2531 | 55.3149 | 55.3748 | 55.4349 | 55.4926
Srg_BB002 | MW | SEPD | Leading the Way | Abernethy | 0 | 0 | 0.069265 | 0.14157 | 0.21812 | 0.30082 | 0.39157 | 0.96591 | 1.1969 | 1.4559 | 1.765 | 2.1087 | 2.6098 | 3.1583 | 3.753 | 4.3933 | 5.0734 | 5.6303 | 6.1812 | 6.7561 | 7.3506 | 7.9679 | 8.2285 | 8.4733 | 8.698 | 8.9033 | 9.0431 | 9.1802 | 9.2996 | 9.4016 | 9.4865 | 9.5698
Data centres (MW) | MW | SEPD | Leading the Way | Alness | 0 | 0 | 0 | 0 | 0 | 0 | 0 | 0 | 0 | 0 | 0 | 0 | 0 | 0 | 0 | 0 | 0 | 0 | 0 | 0 | 0 | 0 | 0 | 0 | 0 | 0 | 0 | 0 | 0 | 0 | 0 | 0
Dem_BB001a | Number of homes (cumulative) | SEPD | Leading the Way | Alness | 0 | 60 | 113.5265 | 151.5265 | 203.5265 | 273.5265 | 299.5265 | 315.5265 | 331.5265 | 346.5265 | 414.5265 | 489.5265 | 512.5265 | 531.5265 | 561.5265 | 577.5265 | 592.5265 | 608.6078 | 624.7892 | 639.8302 | 654.7736 | 662.6129 | 665.0783 | 667.4606 | 669.7685 | 670.0131 | 670.2135 | 670.377 | 670.5095 | 670.6058 | 670.6697 | 670.7
Dem_BB002b | Floorspace (m2) (cumulative) | SEPD | Leading the Way | Alness | 0 | 3547.8 | 26636.69 | 56355.175 | 103558.9517 | 165749.845 | 207151.355 | 262919.6083 | 300907.5117 | 329457.715 | 349494.285 | 369530.855 | 387179.6333 | 400196.35 | 408622.05 | 414571.7667 | 417048.0333 | 417822 | 417822 | 417822 | 417822 | 417822 | 417822 | 417822 | 417822 | 417822 | 417822 | 417822 | 417822 | 417822 | 417822 | 417822
Domestic direct electric heating | Number | SEPD | Leading the Way | Alness | 3178.4895 | 3184.9605 | 3190.7968 | 3116.6245 | 3000.4573 | 2848.7758 | 2650.3973 | 2492.448 | 2357.8582 | 2234.7989 | 2142.7495 | 2082.1215 | 2068.018 | 2062.3252 | 2047.458 | 2032.3967 | 2018.1062 | 2004.099 | 1989.9364 | 1975.8361 | 1962.7764 | 1949.5445 | 1936.6655 | 1924.9122 | 1913.3501 | 1901.6817 | 1890.0629 | 1878.515 | 1866.9691 | 1855.5159 | 1844.1407 | 1833.0367
Gas: Hydrogen peaking | MW | SEPD | Leading the Way | Alness | 0 | 0 | 0 | 0 | 0 | 0 | 0 | 0 | 0 | 0 | 0 | 0 | 0 | 0 | 0 | 0 | 0 | 0 | 0 | 0 | 0 | 0 | 0 | 0 | 0 | 0 | 0 | 0 | 0 | 0 | 0 | 0
Gen_BB001 | MW | SEPD | Leading the Way | Alness | 0 | 0 | 0 | 0 | 0 | 0 | 0 | 0 | 0 | 0 | 0 | 0 | 0 | 0 | 0 | 0 | 0 | 0 | 0 | 0 | 0 | 0 | 0 | 0 | 0 | 0 | 0 | 0 | 0 | 0 | 0 | 0
Gen_BB004 | MW | SEPD | Leading the Way | Alness | 0.08 | 0.08 | 0.08 | 0.08 | 0.08 | 0.08 | 0.08 | 0.08 | 0.08 | 0.08 | 0.08 | 0.08 | 0.08 | 0.08 | 0.08 | 0.08 | 0.08 | 0.08 | 0.08 | 0.08 | 0.08 | 0.08 | 0.08 | 0.08 | 0.08 | 0.08 | 0.08 | 0.08 | 0.08 | 0.08 | 0.08 | 0.08
Gen_BB005 | MW | SEPD | Leading the Way | Alness | 0 | 0 | 0 | 0 | 0 | 0 | 0 | 0 | 0 | 0 | 0 | 0 | 0 | 0 | 0 | 0 | 0 | 0 | 0 | 0 | 0 | 0 | 0 | 0 | 0 | 0 | 0 | 0 | 0 | 0 | 0 | 0
Gen_BB006 | MW | SEPD | Leading the Way | Alness | 0 | 0 | 0 | 0 | 0 | 0 | 0 | 0 | 0 | 0 | 0 | 0 | 0 | 0 | 0 | 0 | 0 | 0 | 0 | 0 | 0 | 0 | 0 | 0 | 0 | 0 | 0 | 0 | 0 | 0 | 0 | 0
Gen_BB008 | MW | SEPD | Leading the Way | Alness | 0 | 0 | 0 | 0 | 0 | 0 | 0 | 0 | 0 | 0 | 0 | 0 | 0 | 0 | 0 | 0 | 0 | 0 | 0 | 0 | 0 | 0 | 0 | 0 | 0 | 0 | 0 | 0 | 0 | 0 | 0 | 0
Gen_BB010 | MW | SEPD | Leading the Way | Alness | 6.95 | 6.95 | 6.95 | 6.95 | 6.95 | 6.95 | 6.95 | 6.95 | 6.95 | 0 | 0 | 0 | 0 | 0 | 0 | 0 | 0 | 0 | 0 | 0 | 0 | 0 | 0 | 0 | 0 | 0 | 0 | 0 | 0 | 0 | 0 | 0
Gen_BB011 | MW | SEPD | Leading the Way | Alness | 0 | 0 | 0 | 0 | 0 | 0 | 0 | 0 | 0 | 0 | 0 | 0 | 0 | 0 | 0 | 0 | 0 | 0 | 0 | 0 | 0 | 0 | 0 | 0 | 0 | 0 | 0 | 0 | 0 | 0 | 0 | 0
Gen_BB012 | MW | SEPD | Leading the Way | Alness | 0.07366 | 0.12655 | 0.1309 | 0.13628 | 0.14308 | 0.15049 | 0.15913 | 0.63065 | 1.0991 | 1.6583 | 2.3012 | 3.0254 | 3.924 | 4.9088 | 5.8189 | 6.7652 | 7.7662 | 8.8277 | 9.7539 | 10.5465 | 11.0814 | 11.4208 | 11.7566 | 12.0925 | 12.7445 | 13.3895 | 14.0347 | 14.6153 | 15.1315 | 15.5833 | 15.9728 | 16.2997
Gen_BB013 | MW | SEPD | Leading the Way | Alness | 1.3397 | 1.358 | 1.3859 | 1.4187 | 1.4665 | 1.5304 | 1.5837 | 1.6702 | 1.7548 | 1.8557 | 1.9989 | 2.1515 | 2.2652 | 2.3788 | 2.5102 | 2.6333 | 2.7887 | 2.9333 | 3.0763 | 3.2188 | 3.3648 | 3.5058 | 3.6441 | 3.7793 | 3.9094 | 4.0142 | 4.1189 | 4.2179 | 4.3112 | 4.399 | 4.487 | 4.5751
Gen_BB014 | MW | SEPD | Leading the Way | Alness | 0 | 0 | 0 | 0 | 0 | 0 | 0 | 0 | 0 | 0 | 0 | 0 | 0 | 0 | 0 | 0 | 0 | 0 | 0 | 0 | 0 | 0 | 0 | 0 | 0 | 0 | 0 | 0 | 0 | 0 | 0 | 0
Gen_BB015 | MW | SEPD | Leading the Way | Alness | 63.6 | 63.6 | 63.6 | 63.6 | 63.6 | 63.6 | 63.6 | 63.6 | 63.6 | 64.3012 | 81.2658 | 82.0416 | 83.1635 | 83.9307 | 84.7657 | 85.6225 | 86.4997 | 87.4312 | 88.4202 | 101.4705 | 102.5175 | 103.5881 | 104.6417 | 105.6278 | 106.5725 | 107.4659 | 108.3438 | 109.2129 | 110.0686 | 110.9577 | 111.828 | 112.7303
Gen_BB016 | MW | SEPD | Leading the Way | Alness | 1.1133 | 1.1133 | 1.1142 | 1.1157 | 1.1182 | 1.1302 | 1.1375 | 1.1511 | 1.176 | 1.2168 | 1.2885 | 1.3623 | 1.4522 | 1.5328 | 1.6134 | 1.827 | 2.8107 | 2.8945 | 2.9619 | 3.0281 | 3.0931 | 3.1569 | 3.2196 | 3.2811 | 3.3414 | 3.4005 | 3.4582 | 3.5166 | 3.5755 | 3.635 | 3.6951 | 3.7559
Gen_BB017 | MW | SEPD | Leading the Way | Alness | 0 | 0 | 0 | 0 | 0 | 0 | 0 | 0 | 0 | 0 | 0 | 0 | 0 | 0 | 0 | 0 | 0 | 0 | 0 | 0 | 0 | 0 | 0 | 0 | 0 | 0 | 0 | 0 | 0 | 0 | 0 | 0
Gen_BB018 | MW | SEPD | Leading the Way | Alness | 0.096 | 0.096 | 0.096 | 0.096 | 0.096324 | 0.098314 | 0.099008 | 0.10026 | 0.10137 | 0.10262 | 0.10374 | 0.10499 | 0.1061 | 0.10736 | 0.1086 | 0.10972 | 0.11097 | 0.112 | 0.11309 | 0.11398 | 0.11494 | 0.11585 | 0.11657 | 0.11738 | 0.11815 | 0.11875 | 0.11946 | 0.12013 | 0.12078 | 0.12127 | 0.12187 | 0.12245
Hydrogen electrolysis | MW | SEPD | Leading the Way | Alness | 0 | 0 | 0 | 0 | 0 | 0 | 0 | 0 | 0 | 0 | 0 | 0 | 0 | 0 | 0 | 0 | 0 | 0 | 0 | 0 | 0 | 0 | 0 | 0 | 0 | 0 | 0 | 0 | 0 | 0 | 0 | 0
Lct_BB001 | Number | SEPD | Leading the Way | Alness | 41.5075 | 68.9105 | 123.7133 | 250.4515 | 430.8403 | 768.741 | 1165.6056 | 1604.9975 | 2111.1262 | 2713.4656 | 3764.165 | 5004.4986 | 6285.1698 | 7627.3033 | 8985.6688 | 10338.924 | 11453.5979 | 12337.5947 | 12991.1823 | 13430.3373 | 13707.0388 | 13634.0265 | 13517.1342 | 13347.2882 | 13133.901 | 12830.5097 | 12462.6321 | 12033.6012 | 11541.4913 | 10980.4966 | 10344.1921 | 9627.2045
Lct_BB003 | Number | SEPD | Leading the Way | Alness | 0 | 0 | 0 | 0 | 0 | 0 | 0 | 0 | 0 | 0 | 0 | 0 | 0 | 0 | 0 | 0 | 0 | 0 | 0 | 0 | 0 | 0 | 0 | 0 | 0 | 0 | 0 | 0 | 0 | 0 | 0 | 0
Lct_BB005 | Number | SEPD | Leading the Way | Alness | 464.8067 | 530.0764 | 543.1518 | 699.0585 | 1055.9686 | 1393.2888 | 1727.7304 | 2018.1329 | 2431.9006 | 2853.6759 | 3342.2694 | 4122.3899 | 4496.8433 | 4865.8467 | 5239.8796 | 5602.5046 | 5962.3552 | 6186.0497 | 6421.8086 | 6723.0556 | 6956.643 | 7240.9974 | 7392.6969 | 7546.8098 | 7722.779 | 7900.846 | 8081.4833 | 8106.0833 | 8130.6833 | 8155.2833 | 8179.8833 | 8204.4833
Lct_BB006 | Number | SEPD | Leading the Way | Alness | 0 | 0 | 5.5366 | 11.0019 | 16.3963 | 21.7185 | 26.9691 | 38.171 | 49.1922 | 60.034 | 70.6948 | 94.9659 | 150.4524 | 205.3218 | 259.575 | 313.2108 | 366.2283 | 429.6231 | 492.2788 | 554.1966 | 615.3752 | 675.8156 | 709.4072 | 742.7722 | 775.9098 | 808.8208 | 841.5048 | 841.5048 | 841.5048 | 841.5048 | 841.5048 | 841.5048
Lct_BB007 | Number | SEPD | Leading the Way | Alness | 33.1305 | 43.1109 | 42.2376 | 70.3077 | 130.9094 | 176.2104 | 222.8079 | 269.1681 | 331.7288 | 394.9238 | 464.3677 | 545.792 | 586.2967 | 626.2804 | 665.7437 | 704.6867 | 743.1098 | 766.1949 | 790.8834 | 823.0993 | 847.6056 | 877.788 | 890.2955 | 906.3493 | 922.4767 | 938.6777 | 954.9522 | 955.3596 | 956.0622 | 956.8633 | 957.7627 | 958.7606
Lct_BB008 | Number | SEPD | Leading the Way | Alness | 0 | 0 | 1.443 | 2.8674 | 4.2731 | 5.6601 | 7.0285 | 9.948 | 12.8204 | 15.6457 | 18.424 | 21.1551 | 27.3988 | 33.5732 | 39.678 | 45.7134 | 51.6794 | 58.813 | 65.8634 | 72.8308 | 79.7151 | 86.5162 | 90.2962 | 94.0506 | 97.7795 | 101.4829 | 105.1608 | 105.1608 | 105.1608 | 105.1608 | 105.1608 | 105.1608
Lct_BB010b | MW | SEPD | Leading the Way | Alness | 0.091 | 0.18194 | 0.36633 | 0.87422 | 1.5997 | 2.4878 | 3.771 | 5.1813 | 6.9013 | 9.1043 | 13.6905 | 18.5696 | 24.1081 | 30.4196 | 36.4885 | 42.2615 | 45.7187 | 47.6564 | 49.1264 | 49.9418 | 50.1954 | 50.2161 | 50.2314 | 50.2414 | 50.2471 | 50.2471 | 50.2471 | 50.2471 | 50.2471 | 50.2471 | 50.2471 | 50.2471
Lct_BB011b | MW | SEPD | Leading the Way | Alness | 0.007 | 0.0321 | 0.0668 | 0.151 | 0.24521 | 0.35503 | 0.54093 | 0.81347 | 1.1507 | 1.407 | 1.6868 | 2.0078 | 2.317 | 2.6514 | 2.9906 | 3.3066 | 3.5772 | 3.7864 | 3.9309 | 4.0128 | 4.0498 | 4.0609 | 4.0631 | 4.0672 | 4.0736 | 4.0827 | 4.0951 | 4.0951 | 4.0951 | 4.0951 | 4.0953 | 4.1226
Lct_BB012b | MW | SEPD | Leading the Way | Alness | 0.352 | 0.4111 | 0.47191 | 0.60916 | 0.76786 | 0.94255 | 1.1715 | 1.438 | 1.7526 | 2.1045 | 2.5061 | 2.9549 | 3.5762 | 4.2443 | 4.9101 | 5.5343 | 6.0726 | 6.5005 | 6.813 | 7.0177 | 7.1397 | 7.1434 | 7.1462 | 7.1481 | 7.1494 | 7.15 | 7.15 | 7.15 | 7.15 | 7.15 | 7.15 | 7.15
Lct_BB013b | MW | SEPD | Leading the Way | Alness | 0 | 0 | 0 | 0 | 0 | 0 | 0 | 0 | 0 | 0 | 0 | 0 | 0 | 0 | 0 | 0 | 0 | 0 | 0 | 0 | 0 | 0 | 0 | 0 | 0 | 0 | 0 | 0 | 0 | 0 | 0 | 0
Lct_BB014 | Number | SEPD | Leading the Way | Alness | 8.4647 | 8.5297 | 8.5331 | 8.6064 | 8.6831 | 8.7026 | 8.7779 | 8.7982 | 8.8455 | 8.8927 | 8.9399 | 8.9872 | 9.0344 | 9.0816 | 9.1289 | 9.1761 | 9.2234 | 9.2706 | 9.3178 | 9.3651 | 9.4123 | 9.4596 | 9.5068 | 9.554 | 9.6013 | 9.6485 | 9.6957 | 9.743 | 9.7902 | 9.8375 | 9.8847 | 9.9319
Other generation | MW | SEPD | Leading the Way | Alness | 0 | 0 | 0 | 0 | 0 | 0 | 0 | 0 | 0 | 0 | 0 | 0 | 0 | 0 | 0 | 0 | 0 | 0 | 0 | 0 | 0 | 0 | 0 | 0 | 0 | 0 | 0 | 0 | 0 | 0 | 0 | 0
Srg_BB001 | MW | SEPD | Leading the Way | Alness | 0 | 0.090243 | 0.1706 | 0.23201 | 0.29786 | 0.3681 | 0.58205 | 1.3923 | 1.6883 | 2.0001 | 2.3712 | 2.9293 | 3.0036 | 3.1054 | 3.2022 | 3.3094 | 3.547 | 3.8707 | 4.2126 | 4.5954 | 4.9838 | 5.3879 | 5.5532 | 5.7211 | 5.8834 | 6.0474 | 6.2094 | 6.2731 | 6.3344 | 6.3929 | 6.4511 | 6.5064
Srg_BB002 | MW | SEPD | Leading the Way | Alness | 0 | 0 | 0.026799 | 0.054483 | 0.083415 | 0.11425 | 0.14756 | 0.35259 | 0.43309 | 0.52102 | 0.62363 | 0.7355 | 0.89579 | 1.0686 | 1.2535 | 1.4501 | 1.6609 | 1.8347 | 2.0079 | 2.1897 | 2.3788 | 2.5763 | 2.66 | 2.7391 | 2.8119 | 2.8786 | 2.9241 | 2.9688 | 3.0078 | 3.0412 | 3.069 | 3.0964
Data centres (MW) | MW | SEPD | Leading the Way | Arbroath | 0 | 0 | 0 | 0 | 0 | 0 | 0 | 0 | 0 | 0 | 0 | 0 | 0 | 0 | 0 | 0 | 0 | 0 | 0 | 0 | 0 | 0 | 0 | 0 | 0 | 0 | 0 | 0 | 0 | 0 | 0 | 0
Dem_BB001a | Number of homes (cumulative) | SEPD | Leading the Way | Arbroath | 0 | 92.3898 | 192.0592 | 292.2949 | 395.5616 | 497.7778 | 574.0945 | 649.2946 | 718.3287 | 783.6345 | 837.6109 | 881.3433 | 917.1046 | 944.148 | 959.148 | 974.148 | 985.148 | 994.0104 | 1003.0455 | 1008.8386 | 1011.4637 | 1012.8436 | 1013.6089 | 1014.2376 | 1014.7438 | 1015.146 | 1015.4755 | 1015.7443 | 1015.9622 | 1016.1205 | 1016.2256 | 1016.2755
Dem_BB002b | Floorspace (m2) (cumulative) | SEPD | Leading the Way | Arbroath | 0 | 77760 | 146345.7778 | 215305.7778 | 289629.6667 | 329777.4444 | 361994.1111 | 393718.3333 | 418518.1111 | 443873.4444 | 474884.3333 | 500209.1111 | 519695 | 530701.6667 | 536339.4444 | 540741.6667 | 543908.3333 | 546519.4444 | 548575 | 549650 | 550300 | 550600 | 550600 | 550600 | 550600 | 550600 | 550600 | 550600 | 550600 | 550600 | 550600 | 550600
Domestic direct electric heating | Number | SEPD | Leading the Way | Arbroath | 3072.6629 | 3082.5942 | 3093.3965 | 3050.2232 | 2970.4615 | 2856.0599 | 2704.1743 | 2572.3213 | 2443.572 | 2329.2404 | 2228.7731 | 2154.4492 | 2125.044 | 2113.4947 | 2097.0889 | 2081.2019 | 2065.7828 | 2050.6468 | 2034.9233 | 2019.4515 | 2003.8277 | 1988.6686 | 1974.8956 | 1961.5061 | 1948.2139 | 1935.189 | 1922.2752 | 1909.4003 | 1896.4727 | 1883.6312 | 1870.8531 | 1858.1721
Gas: Hydrogen peaking | MW | SEPD | Leading the Way | Arbroath | 0 | 0 | 0 | 0 | 0 | 0 | 0 | 0 | 0 | 0 | 0 | 0 | 0 | 0 | 0 | 0 | 0 | 0 | 0 | 0 | 0 | 0 | 0 | 0 | 0 | 0 | 0 | 0 | 0 | 0 | 0 | 0
Gen_BB001 | MW | SEPD | Leading the Way | Arbroath | 0.125 | 0.125 | 0.125 | 0.125 | 0.125 | 0.125 | 0.125 | 0.125 | 0.125 | 0.125 | 0.125 | 0 | 0 | 0 | 0 | 0 | 0 | 0 | 0 | 0 | 0 | 0 | 0 | 0 | 0 | 0 | 0 | 0 | 0 | 0 | 0 | 0
Gen_BB004 | MW | SEPD | Leading the Way | Arbroath | 0.65 | 0.65 | 0.65 | 0.83644 | 1.2193 | 1.4127 | 1.6157 | 1.901 | 2.2712 | 2.6342 | 2.999 | 3.3869 | 3.7722 | 4.1716 | 4.5697 | 4.9678 | 5.3459 | 5.7287 | 6.1224 | 6.5268 | 6.9262 | 7.2965 | 7.6529 | 8.0159 | 8.3841 | 8.7612 | 9.1294 | 9.5107 | 9.8924 | 10.2766 | 10.6741 | 11.0824
Gen_BB005 | MW | SEPD | Leading the Way | Arbroath | 0 | 0 | 0 | 0 | 0 | 0 | 0 | 0 | 0 | 0 | 0 | 0 | 0 | 0 | 0 | 0 | 0 | 0 | 0 | 0 | 0 | 0 | 0 | 0 | 0 | 0 | 0 | 0 | 0 | 0 | 0 | 0
Gen_BB006 | MW | SEPD | Leading the Way | Arbroath | 0 | 0 | 0 | 0 | 0 | 0 | 0 | 0 | 0 | 0 | 0 | 0 | 0 | 0 | 0 | 0 | 0 | 0 | 0 | 0 | 0 | 0 | 0 | 0 | 0 | 0 | 0 | 0 | 0 | 0 | 0 | 0
Gen_BB008 | MW | SEPD | Leading the Way | Arbroath | 0 | 0 | 0 | 0 | 0 | 0 | 0 | 0 | 0 | 0 | 0 | 0 | 0 | 0 | 0 | 0 | 0 | 0 | 0 | 0 | 0 | 0 | 0 | 0 | 0 | 0 | 0 | 0 | 0 | 0 | 0 | 0
Gen_BB010 | MW | SEPD | Leading the Way | Arbroath | 0 | 0 | 0 | 0 | 0 | 0 | 0 | 0 | 0 | 0 | 0 | 0 | 0 | 0 | 0 | 0 | 0 | 0 | 0 | 0 | 0 | 0 | 0 | 0 | 0 | 0 | 0 | 0 | 0 | 0 | 0 | 0
Gen_BB011 | MW | SEPD | Leading the Way | Arbroath | 0 | 0 | 0 | 0 | 0 | 0 | 0 | 0 | 0 | 0 | 0 | 0 | 0 | 0 | 0 | 0 | 0 | 0 | 0 | 0 | 0 | 0 | 0 | 0 | 0 | 0 | 0 | 0 | 0 | 0 | 0 | 0
Gen_BB012 | MW | SEPD | Leading the Way | Arbroath | 16.6309 | 16.8238 | 16.9159 | 16.8792 | 16.8901 | 16.9424 | 17.005 | 17.7594 | 18.4944 | 19.3628 | 20.338 | 21.4206 | 22.7442 | 24.1895 | 25.5293 | 26.9209 | 28.3873 | 29.9366 | 31.2933 | 32.4583 | 33.2531 | 43.524 | 44.0236 | 49.6561 | 50.614 | 51.5526 | 52.492 | 53.3379 | 54.0906 | 54.75 | 55.3207 | 55.8026
Gen_BB013 | MW | SEPD | Leading the Way | Arbroath | 1.7109 | 1.7476 | 1.8069 | 1.8855 | 1.9888 | 2.1089 | 2.239 | 2.4603 | 2.6771 | 2.9324 | 3.1805 | 3.4206 | 3.6567 | 3.8943 | 4.1357 | 4.3823 | 4.6298 | 4.8574 | 5.0797 | 5.3031 | 5.5249 | 5.7503 | 5.9814 | 6.2052 | 6.4187 | 6.5954 | 6.7729 | 6.941 | 7.0996 | 7.2489 | 7.3984 | 7.5483
Gen_BB014 | MW | SEPD | Leading the Way | Arbroath | 0 | 0 | 0 | 0 | 0 | 0 | 0 | 0 | 0 | 0 | 0 | 0 | 0 | 0 | 0 | 0 | 0 | 0 | 0 | 0 | 0 | 0 | 0 | 0 | 0 | 0 | 0 | 0 | 0 | 0 | 0 | 0
Gen_BB015 | MW | SEPD | Leading the Way | Arbroath | 0 | 0 | 0 | 0 | 0 | 0 | 0 | 0 | 0 | 0.17669 | 0.36937 | 0.56485 | 0.84756 | 1.0409 | 1.2513 | 1.4672 | 1.6883 | 1.923 | 2.1722 | 2.4368 | 2.7007 | 2.9705 | 3.236 | 3.4845 | 3.7225 | 3.9476 | 4.1689 | 4.3879 | 4.6035 | 4.8275 | 5.0468 | 5.2742
Gen_BB016 | MW | SEPD | Leading the Way | Arbroath | 1.2836 | 1.2836 | 1.2838 | 1.2842 | 1.2848 | 1.2878 | 1.2897 | 1.2931 | 1.2993 | 1.3096 | 1.3277 | 1.3463 | 1.369 | 1.7193 | 1.8396 | 2.1932 | 2.7143 | 2.7354 | 2.7524 | 2.7691 | 2.7854 | 2.8015 | 2.8173 | 2.8328 | 2.848 | 2.8629 | 2.8775 | 2.8922 | 2.907 | 2.922 | 2.9372 | 2.9525
Gen_BB017 | MW | SEPD | Leading the Way | Arbroath | 0 | 0 | 0 | 0 | 0 | 0 | 0 | 0 | 0 | 0 | 0 | 0 | 0 | 0 | 0 | 0 | 0 | 0 | 0 | 0 | 0 | 0 | 0 | 0 | 0 | 0 | 0 | 0 | 0 | 0 | 0 | 0
Gen_BB018 | MW | SEPD | Leading the Way | Arbroath | 0 | 0 | 0 | 0 | 0 | 0 | 0 | 0 | 0 | 0 | 0 | 0 | 0 | 0 | 0 | 0 | 0 | 0 | 0 | 0 | 0 | 0 | 0 | 0 | 0 | 0 | 0 | 0 | 0 | 0 | 0 | 0
Hydrogen electrolysis | MW | SEPD | Leading the Way | Arbroath | 0 | 0 | 0 | 0 | 0 | 0 | 0 | 0 | 0 | 0 | 0 | 0 | 0 | 0 | 0 | 0 | 0 | 0 | 0 | 0 | 0 | 0 | 0 | 0 | 0 | 0 | 0 | 0 | 0 | 0 | 0 | 0
Lct_BB001 | Number | SEPD | Leading the Way | Arbroath | 62.6447 | 103.9851 | 190.4535 | 387.9329 | 670.1756 | 1273.4974 | 1963.4346 | 2717.6455 | 3571.7655 | 4569.4896 | 6095.8944 | 8032.0281 | 10066.8758 | 12245.6216 | 14474.6156 | 16708.8001 | 18644.4902 | 20240.6821 | 21488.8929 | 22404.2698 | 23060.0962 | 23151.0953 | 23157.2536 | 23062.3656 | 22881.5103 | 22528.6504 | 22017.1027 | 21398.7889 | 20670.2891 | 19820.7216 | 18838.7881 | 17707.1293
Lct_BB003 | Number | SEPD | Leading the Way | Arbroath | 0.2554 | 0.2554 | 4.5705 | 12.0298 | 20.468 | 32.4467 | 60.1437 | 100.1726 | 153.9018 | 191.675 | 236.0483 | 291.1693 | 340.9409 | 393.9614 | 452.4615 | 511.8269 | 568.4053 | 617.6713 | 657.6661 | 687.1587 | 708.3192 | 724.2289 | 734.7425 | 743.7439 | 751.8961 | 760.0796 | 768.781 | 765.2525 | 763.58 | 763.6306 | 765.2309 | 768.1584
Lct_BB005 | Number | SEPD | Leading the Way | Arbroath | 53.5919 | 114.2104 | 134.1621 | 362.7995 | 752.3375 | 1130.374 | 1520.6825 | 2058.9665 | 2722.8954 | 3386.9054 | 4108.9472 | 4934.5854 | 5440.7014 | 5956.2336 | 6480.7343 | 7016.3659 | 7563.4615 | 7979.4802 | 8458.3223 | 9120.4386 | 9763.3993 | 10628.5319 | 11099.3793 | 11574.0915 | 12016.6442 | 12464.1879 | 12913.2103 | 12955.8103 | 12998.4103 | 13041.0103 | 13083.6103 | 13126.2103
Lct_BB006 | Number | SEPD | Leading the Way | Arbroath | 0 | 0 | 40.3635 | 80.2065 | 119.5271 | 158.3291 | 196.6066 | 278.2735 | 358.6215 | 437.6521 | 515.3662 | 609.1117 | 823.4239 | 1035.3527 | 1244.896 | 1452.0577 | 1656.8359 | 1901.6897 | 2143.6915 | 2382.8417 | 2619.1382 | 2852.5831 | 2982.3248 | 3111.1929 | 3239.1844 | 3366.3018 | 3492.5409 | 3492.5409 | 3492.5409 | 3492.5409 | 3492.5409 | 3492.5409
Lct_BB007 | Number | SEPD | Leading the Way | Arbroath | 51.8187 | 67.4287 | 66.0627 | 109.9665 | 204.7521 | 275.6061 | 348.4881 | 420.9989 | 518.8485 | 617.6902 | 726.3057 | 853.6593 | 917.0116 | 979.5492 | 1041.2727 | 1102.1825 | 1162.2791 | 1198.386 | 1237.0006 | 1287.3886 | 1325.7183 | 1372.9258 | 1392.4884 | 1417.5978 | 1442.8223 | 1468.1618 | 1493.6163 | 1494.2535 | 1495.3524 | 1496.6053 | 1498.0121 | 1499.5728
Lct_BB008 | Number | SEPD | Leading the Way | Arbroath | 0 | 0 | 2.257 | 4.4848 | 6.6834 | 8.8529 | 10.9932 | 15.5595 | 20.0521 | 24.4712 | 28.8165 | 33.0881 | 42.8538 | 52.5109 | 62.0594 | 71.4992 | 80.8304 | 91.9878 | 103.0152 | 113.9128 | 124.6803 | 135.3179 | 141.23 | 147.1022 | 152.9345 | 158.7269 | 164.4793 | 164.4793 | 164.4793 | 164.4793 | 164.4793 | 164.4793
Lct_BB010b | MW | SEPD | Leading the Way | Arbroath | 0.456 | 0.64041 | 0.89354 | 1.551 | 2.546 | 3.8348 | 5.4857 | 7.4329 | 9.8779 | 12.9283 | 18.9048 | 25.5815 | 33.3005 | 42.1471 | 49.9218 | 57.3318 | 62.0118 | 65.0376 | 67.9874 | 68.9715 | 69.5398 | 69.6051 | 69.6531 | 69.6843 | 69.7023 | 69.7023 | 69.7023 | 69.7023 | 69.7023 | 69.7023 | 69.7023 | 69.7023
Lct_BB011b | MW | SEPD | Leading the Way | Arbroath | 0.229 | 0.2586 | 0.29703 | 0.38722 | 0.49196 | 0.61179 | 0.79132 | 1.0298 | 1.3203 | 1.5755 | 1.8592 | 2.1803 | 2.539 | 2.926 | 3.3136 | 3.674 | 3.9799 | 4.2138 | 4.3738 | 4.4635 | 4.5017 | 4.5088 | 4.5102 | 4.5129 | 4.5169 | 4.5227 | 4.5305 | 4.5305 | 4.5305 | 4.5305 | 4.5307 | 4.5481
Lct_BB012b | MW | SEPD | Leading the Way | Arbroath | 0.672 | 0.7134 | 0.75472 | 0.83756 | 0.92555 | 1.0102 | 1.1108 | 1.2646 | 1.4469 | 1.6614 | 1.9085 | 2.1864 | 2.5768 | 2.9991 | 3.4231 | 3.8252 | 4.1773 | 4.4637 | 4.6801 | 4.8307 | 4.9301 | 4.9562 | 4.9762 | 4.9904 | 4.9994 | 5.0036 | 5.0036 | 5.0036 | 5.0036 | 5.0036 | 5.0036 | 5.0036
Lct_BB013b | MW | SEPD | Leading the Way | Arbroath | 0 | 0 | 0 | 0 | 0 | 0 | 0 | 0 | 0 | 0 | 0 | 0 | 0 | 0 | 0 | 0 | 0 | 0 | 0 | 0 | 0 | 0 | 0 | 0 | 0 | 0 | 0 | 0 | 0 | 0 | 0 | 0
Lct_BB014 | Number | SEPD | Leading the Way | Arbroath | 27.9758 | 28.1905 | 28.2018 | 28.4441 | 28.6974 | 28.7621 | 29.0109 | 29.078 | 29.2341 | 29.3903 | 29.5464 | 29.7025 | 29.8586 | 30.0148 | 30.1709 | 30.327 | 30.4831 | 30.6393 | 30.7954 | 30.9515 | 31.1076 | 31.2638 | 31.4199 | 31.576 | 31.7321 | 31.8883 | 32.0444 | 32.2005 | 32.3566 | 32.5127 | 32.6689 | 32.825
Other generation | MW | SEPD | Leading the Way | Arbroath | 0 | 0.05 | 0.05 | 0.05 | 0.05 | 0.05 | 0.05 | 0.05 | 0.05 | 0.05 | 0.05 | 0.05 | 0.05 | 0.05 | 0.05 | 0.05 | 0.05 | 0.05 | 0.05 | 0.05 | 0.05 | 0.05 | 0.05 | 0.05 | 0.05 | 0.05 | 0.05 | 0.05 | 0.05 | 0.05 | 0.05 | 0.05
Srg_BB001 | MW | SEPD | Leading the Way | Arbroath | 0 | 0.30521 | 35.4029 | 35.4395 | 35.4761 | 35.5128 | 35.9156 | 37.0927 | 37.3782 | 37.6915 | 38.0329 | 38.413 | 38.4664 | 38.5234 | 38.5813 | 38.6419 | 38.7228 | 38.8448 | 38.9745 | 39.1083 | 39.2457 | 39.3878 | 39.5627 | 39.7385 | 39.9143 | 40.0914 | 40.2691 | 40.2832 | 40.2971 | 40.3108 | 40.3246 | 40.3379
Srg_BB002 | MW | SEPD | Leading the Way | Arbroath | 0 | 0 | 0.034802 | 0.071191 | 0.1098 | 0.15159 | 0.19756 | 0.48966 | 0.60755 | 0.74019 | 0.89898 | 1.076 | 1.3347 | 1.6184 | 1.9265 | 2.2587 | 2.6147 | 2.9082 | 3.2005 | 3.5073 | 3.8264 | 4.1594 | 4.3007 | 4.434 | 4.5567 | 4.6691 | 4.7459 | 4.8212 | 4.887 | 4.9433 | 4.9901 | 5.0362
Data centres (MW) | MW | SEPD | Leading the Way | Ardmore | 0 | 0 | 0 | 0 | 0 | 0 | 0 | 0 | 0 | 0 | 0 | 0 | 0 | 0 | 0 | 0 | 0 | 0 | 0 | 0 | 0 | 0 | 0 | 0 | 0 | 0 | 0 | 0 | 0 | 0 | 0 | 0
Dem_BB001a | Number of homes (cumulative) | SEPD | Leading the Way | Ardmore | 0 | 160 | 211 | 253 | 279 | 345 | 411 | 478 | 528 | 555 | 577 | 599 | 619 | 637 | 651 | 665 | 673 | 676 | 679 | 680 | 680 | 680 | 680 | 680 | 680 | 680 | 680 | 680 | 680 | 680 | 680 | 680
Dem_BB002b | Floorspace (m2) (cumulative) | SEPD | Leading the Way | Ardmore | 0 | 4320 | 4416 | 6192 | 12068 | 27114 | 33215 | 62350 | 76753.3333 | 91990 | 108060 | 180565.3333 | 258397.5 | 335156.5 | 433081.5 | 533137.5 | 619628.6667 | 709920 | 804011.5 | 901903.1667 | 998961.5 | 1039584.5 | 1075246.5 | 1104497.5 | 1127665 | 1146199 | 1160099.5 | 1169366.5 | 1174000 | 1174000 | 1174000 | 1174000
Domestic direct electric heating | Number | SEPD | Leading the Way | Ardmore | 4949.2392 | 4949.2392 | 4949.2392 | 4949.2392 | 4949.2392 | 4949.2392 | 4949.2392 | 4949.2392 | 4949.2392 | 4949.2392 | 4949.2392 | 4742.446 | 4746.5572 | 4747.5336 | 4723.7144 | 4700.1007 | 4676.7697 | 4653.6442 | 4630.75 | 4608.087 | 4585.6553 | 4563.4548 | 4541.4342 | 4519.6706 | 4498.1382 | 4476.7857 | 4455.6387 | 4434.7487 | 4414.0386 | 4393.534 | 4373.2349 | 4353.1415
Gas: Hydrogen peaking | MW | SEPD | Leading the Way | Ardmore | 0 | 0 | 0 | 0 | 0 | 0 | 0 | 0 | 0 | 0 | 0 | 0 | 0 | 0 | 0 | 0 | 0 | 0 | 0 | 0 | 0 | 0 | 0 | 0 | 0 | 0 | 0 | 0 | 0 | 0 | 0 | 0
Gen_BB001 | MW | SEPD | Leading the Way | Ardmore | 0.15 | 0.15 | 0.15 | 0.15 | 0.15 | 0.15 | 0.15 | 0.15 | 0.15 | 0.15 | 0.15 | 0.15 | 0.15 | 0.15 | 0 | 0 | 0 | 0 | 0 | 0 | 0 | 0 | 0 | 0 | 0 | 0 | 0 | 0 | 0 | 0 | 0 | 0
Gen_BB004 | MW | SEPD | Leading the Way | Ardmore | 0 | 0 | 0 | 0 | 0 | 0 | 0 | 0 | 0 | 0 | 0 | 0 | 0 | 0 | 0 | 0 | 0 | 0 | 0 | 0 | 0 | 0 | 0 | 0 | 0 | 0 | 0 | 0 | 0 | 0 | 0 | 0
Gen_BB005 | MW | SEPD | Leading the Way | Ardmore | 0 | 0 | 0 | 0 | 0 | 0 | 0 | 0 | 0 | 0 | 0 | 0 | 0 | 0 | 0 | 0 | 0 | 0 | 0 | 0 | 0 | 0 | 0 | 0 | 0 | 0 | 0 | 0 | 0 | 0 | 0 | 0
Gen_BB006 | MW | SEPD | Leading the Way | Ardmore | 0 | 0 | 0 | 0 | 0 | 0 | 0 | 0 | 0 | 0 | 0 | 0 | 0 | 0 | 0 | 0 | 0 | 0 | 0 | 0 | 0 | 0 | 0 | 0 | 0 | 0 | 0 | 0 | 0 | 0 | 0 | 0
Gen_BB008 | MW | SEPD | Leading the Way | Ardmore | 0 | 0 | 0 | 0 | 0 | 0 | 0 | 0 | 0 | 0 | 0 | 0 | 0 | 0 | 0 | 0 | 0 | 0 | 0 | 0 | 0 | 0 | 0 | 0 | 0 | 0 | 0 | 0 | 0 | 0 | 0 | 0
Gen_BB010 | MW | SEPD | Leading the Way | Ardmore | 0 | 0 | 0 | 0 | 0 | 0 | 0 | 0 | 0 | 0 | 0 | 0 | 0 | 0 | 0 | 0 | 0 | 0 | 0 | 0 | 0 | 0 | 0 | 0 | 0 | 0 | 0 | 0 | 0 | 0 | 0 | 0
Gen_BB011 | MW | SEPD | Leading the Way | Ardmore | 0 | 0 | 0 | 0 | 0 | 0 | 0 | 0 | 0 | 0 | 0 | 0 | 0 | 0 | 0 | 0 | 0 | 0 | 0 | 0 | 0 | 0 | 0 | 0 | 0 | 0 | 0 | 0 | 0 | 0 | 0 | 0
Gen_BB012 | MW | SEPD | Leading the Way | Ardmore | 0.04596 | 0.048244 | 0.051825 | 0.056513 | 0.062846 | 0.07023 | 0.079473 | 0.098667 | 0.11828 | 0.14323 | 0.16871 | 0.19448 | 0.22041 | 0.24656 | 0.27296 | 0.29965 | 0.32861 | 0.35448 | 0.38073 | 0.40696 | 0.43343 | 0.46017 | 0.48581 | 0.50994 | 0.53256 | 0.549 | 0.56545 | 0.58037 | 0.59375 | 0.60559 | 0.61748 | 0.62941
Gen_BB013 | MW | SEPD | Leading the Way | Ardmore | 1.0376 | 1.0664 | 1.1095 | 1.1641 | 1.2351 | 1.3149 | 1.4108 | 1.6 | 1.7837 | 2.0073 | 2.2281 | 2.446 | 2.6597 | 2.8704 | 3.0793 | 3.2872 | 3.5195 | 3.7243 | 3.9299 | 4.1337 | 4.338 | 4.5428 | 4.7374 | 4.9183 | 5.0859 | 5.2048 | 5.3226 | 5.4281 | 5.5211 | 5.6018 | 5.6821 | 5.7622
Gen_BB014 | MW | SEPD | Leading the Way | Ardmore | 0 | 0 | 0 | 0 | 0 | 0 | 0 | 0 | 0 | 0 | 0 | 0 | 0 | 0 | 0 | 0 | 0 | 0 | 0 | 0 | 0 | 0 | 0 | 0 | 0 | 0 | 0 | 0 | 0 | 0 | 0 | 0
Gen_BB015 | MW | SEPD | Leading the Way | Ardmore | 35.7 | 35.7 | 40.7 | 40.7 | 90.4 | 90.4 | 90.4 | 90.4 | 97.3 | 97.3 | 97.3 | 97.3 | 97.3 | 97.3 | 105.52 | 105.52 | 110.62 | 110.62 | 110.62 | 110.62 | 112.42 | 112.42 | 112.42 | 112.42 | 112.42 | 112.42 | 112.42 | 112.42 | 112.42 | 112.42 | 112.42 | 112.42
Gen_BB016 | MW | SEPD | Leading the Way | Ardmore | 3.31 | 3.31 | 3.31 | 3.31 | 3.31 | 3.31 | 3.31 | 3.31 | 3.31 | 3.31 | 3.31 | 3.31 | 3.31 | 3.31 | 5.11 | 5.19 | 5.19 | 5.67 | 5.67 | 5.72 | 5.72 | 5.72 | 5.72 | 5.72 | 5.72 | 5.72 | 5.72 | 5.72 | 5.72 | 5.72 | 5.72 | 5.72
Gen_BB017 | MW | SEPD | Leading the Way | Ardmore | 0 | 0 | 0 | 0 | 0 | 0 | 0 | 0 | 0 | 0 | 0 | 0 | 0 | 0 | 0 | 0 | 0 | 0 | 0 | 0 | 0 | 0.98229 | 0.98229 | 0.98229 | 1.5678 | 1.5678 | 3.9097 | 3.9097 | 4.4952 | 5.3734 | 5.3734 | 5.3734
Gen_BB018 | MW | SEPD | Leading the Way | Ardmore | 2.2198 | 2.2198 | 2.2198 | 2.2198 | 2.2277 | 2.2764 | 2.2934 | 2.3241 | 2.3514 | 2.382 | 2.4092 | 2.4398 | 2.4671 | 2.4978 | 2.5283 | 2.5556 | 2.5863 | 2.6115 | 2.6382 | 2.6599 | 2.6834 | 2.7057 | 2.7233 | 2.7432 | 2.7621 | 2.7768 | 2.794 | 2.8105 | 2.8263 | 2.8383 | 2.853 | 2.8674
Hydrogen electrolysis | MW | SEPD | Leading the Way | Ardmore | 0 | 0 | 0 | 0 | 0 | 0 | 0 | 0 | 0 | 0 | 0 | 0 | 0 | 0 | 0 | 0 | 0 | 0 | 0 | 0 | 0 | 0 | 0 | 0 | 0 | 0 | 0 | 0 | 0 | 0 | 0 | 0
Lct_BB001 | Number | SEPD | Leading the Way | Ardmore | 64.0078 | 106.1523 | 190.5288 | 383.4218 | 655.1406 | 1082.6453 | 1610.5999 | 2210.7474 | 2924.5402 | 3802.1052 | 5524.0704 | 7395.3948 | 9298.5802 | 11249.883 | 13214.1279 | 15174.2334 | 16725.1216 | 17924.9715 | 18779.9945 | 19318.355 | 19618.9385 | 19415.5389 | 19151.6343 | 18814.7598 | 18419.1859 | 17900.0251 | 17294.556 | 16609.1041 | 15841.9738 | 14986.2416 | 14034.8234 | 12989.7327
Lct_BB003 | Number | SEPD | Leading the Way | Ardmore | 0 | 0 | 0 | 0 | 0 | 0 | 0 | 0 | 0 | 0 | 0 | 0 | 0 | 0 | 0 | 0 | 0 | 0 | 0 | 0 | 0 | 0 | 0 | 0 | 0 | 0 | 0 | 0 | 0 | 0 | 0 | 0
Lct_BB005 | Number | SEPD | Leading the Way | Ardmore | 1577.6084 | 1668.3464 | 1683.2172 | 1898.5802 | 2504.563 | 3065.2532 | 3701.8175 | 4250.4685 | 5061.3717 | 5877.7191 | 6759.8695 | 8105.4019 | 8718.4266 | 9319.0115 | 9906.7129 | 10479.7868 | 11038.4647 | 11329.9946 | 11620.9376 | 11980.0391 | 12179.0625 | 12400.125 | 12495.3585 | 12591.0474 | 12755.0066 | 12924.2708 | 13097.4592 | 13097.4592 | 13097.4592 | 13097.4592 | 13097.4592 | 13097.4592
Lct_BB006 | Number | SEPD | Leading the Way | Ardmore | 0 | 0 | 4.3031 | 8.5501 | 12.7414 | 16.8771 | 20.9567 | 29.6609 | 38.2245 | 46.6484 | 54.9315 | 66.1144 | 91.6804 | 116.9628 | 141.9598 | 166.6729 | 191.102 | 220.3118 | 249.18 | 277.7085 | 305.8975 | 333.7462 | 349.2239 | 364.5966 | 379.8648 | 395.029 | 410.0879 | 410.0879 | 410.0879 | 410.0879 | 410.0879 | 410.0879
Lct_BB007 | Number | SEPD | Leading the Way | Ardmore | 11.381 | 14.8095 | 14.5095 | 24.1522 | 44.9701 | 60.5319 | 76.5392 | 92.4649 | 113.9558 | 135.6645 | 159.52 | 187.4909 | 201.4051 | 215.1403 | 228.6968 | 242.0746 | 255.2737 | 263.2039 | 271.6849 | 282.7517 | 291.1702 | 301.5385 | 305.8351 | 311.3499 | 316.89 | 322.4554 | 328.046 | 328.186 | 328.4273 | 328.7025 | 329.0115 | 329.3543
Lct_BB008 | Number | SEPD | Leading the Way | Ardmore | 0 | 0 | 0.49571 | 0.98501 | 1.4679 | 1.9444 | 2.4145 | 3.4174 | 4.4041 | 5.3747 | 6.3291 | 7.2672 | 9.4121 | 11.5331 | 13.6302 | 15.7035 | 17.753 | 20.2035 | 22.6255 | 25.0189 | 27.3838 | 29.7201 | 31.0186 | 32.3083 | 33.5893 | 34.8614 | 36.1248 | 36.1248 | 36.1248 | 36.1248 | 36.1248 | 36.1248
Lct_BB010b | MW | SEPD | Leading the Way | Ardmore | 0.049 | 0.21737 | 0.5226 | 1.3322 | 2.5988 | 4.0997 | 6.1362 | 8.6027 | 11.5686 | 15.3154 | 23.1544 | 31.156 | 39.2671 | 49.5222 | 64.2784 | 79.4015 | 86.4546 | 89.2216 | 91.6631 | 92.6204 | 92.9314 | 92.9439 | 92.9531 | 92.9591 | 92.9626 | 92.9626 | 92.9626 | 92.9626 | 92.9626 | 92.9626 | 92.9626 | 92.9626
Lct_BB011b | MW | SEPD | Leading the Way | Ardmore | 0.364 | 0.393 | 0.45181 | 0.57078 | 0.70703 | 0.86342 | 1.1133 | 1.4643 | 1.8952 | 2.2453 | 2.6305 | 3.0699 | 3.5252 | 4.0169 | 4.512 | 4.9724 | 5.3655 | 5.6676 | 5.8749 | 5.9918 | 6.0429 | 6.0554 | 6.0579 | 6.0626 | 6.0697 | 6.0801 | 6.0941 | 6.0941 | 6.0941 | 6.0941 | 6.0944 | 6.1253
Lct_BB012b | MW | SEPD | Leading the Way | Ardmore | 0.825 | 0.8585 | 0.89967 | 0.98123 | 1.072 | 1.1667 | 1.2865 | 1.442 | 1.6258 | 1.8357 | 2.0758 | 2.3445 | 2.7182 | 3.1202 | 3.5207 | 3.8976 | 4.2232 | 4.4835 | 4.6749 | 4.8025 | 4.8803 | 4.8897 | 4.8969 | 4.902 | 4.9053 | 4.9068 | 4.9068 | 4.9068 | 4.9068 | 4.9068 | 4.9068 | 4.9068
Lct_BB013b | MW | SEPD | Leading the Way | Ardmore | 0 | 0.0119 | 0.02372 | 0.04845 | 0.07104 | 0.09503 | 0.14347 | 0.21285 | 0.289 | 0.32741 | 0.36594 | 0.40888 | 0.4599 | 0.5117 | 0.56121 | 0.60392 | 0.63742 | 0.65989 | 0.67195 | 0.67425 | 0.67425 | 0.67425 | 0.67425 | 0.67425 | 0.67425 | 0.67425 | 0.67425 | 0.67425 | 0.67425 | 0.67425 | 0.67425 | 0.67425
Lct_BB014 | Number | SEPD | Leading the Way | Ardmore | 11.7438 | 11.8339 | 11.8386 | 11.9403 | 12.0467 | 12.0738 | 12.1783 | 12.2064 | 12.272 | 12.3375 | 12.403 | 12.4686 | 12.5341 | 12.5997 | 12.6652 | 12.7307 | 12.7963 | 12.8618 | 12.9274 | 12.9929 | 13.0584 | 13.124 | 13.1895 | 13.255 | 13.3206 | 13.3861 | 13.4517 | 13.5172 | 13.5827 | 13.6483 | 13.7138 | 13.7793
Other generation | MW | SEPD | Leading the Way | Ardmore | 0 | 0 | 0 | 0 | 0 | 0 | 0 | 0 | 0 | 0 | 0 | 0 | 0 | 0 | 0 | 0 | 0 | 0 | 0 | 0 | 0 | 0 | 0 | 0 | 0 | 0 | 0 | 0 | 0 | 0 | 0 | 0
Srg_BB001 | MW | SEPD | Leading the Way | Ardmore | 0 | 0.054292 | 0.10461 | 0.14349 | 0.22821 | 0.31918 | 0.52562 | 1.4974 | 1.9775 | 2.4696 | 2.9581 | 3.6554 | 4.4061 | 5.1867 | 5.9679 | 6.7598 | 7.7141 | 8.3809 | 9.0633 | 9.7404 | 10.4247 | 11.1206 | 11.3335 | 11.5476 | 11.7549 | 11.9626 | 12.167 | 12.228 | 12.2861 | 12.3411 | 12.3952 | 12.4463
Srg_BB002 | MW | SEPD | Leading the Way | Ardmore | 0 | 0 | 0.021714 | 0.044871 | 0.070022 | 0.097909 | 0.12938 | 0.33831 | 0.42563 | 0.52742 | 0.65284 | 0.79608 | 1.0096 | 1.2477 | 1.5102 | 1.7968 | 2.1099 | 2.3721 | 2.6368 | 2.9182 | 3.2143 | 3.5267 | 3.6604 | 3.7876 | 3.9056 | 4.0141 | 4.0885 | 4.1619 | 4.2261 | 4.2811 | 4.327 | 4.3723
Data centres (MW) | MW | SEPD | Leading the Way | Beauly | 0 | 0 | 0 | 0 | 0 | 0 | 0 | 0 | 0 | 0 | 0 | 0 | 0 | 0 | 0 | 0 | 0 | 0 | 0 | 0 | 0 | 0 | 0 | 0 | 0 | 0 | 0 | 0 | 0 | 0 | 0 | 0
Dem_BB001a | Number of homes (cumulative) | SEPD | Leading the Way | Beauly | 0 | 205.6156 | 412.3516 | 556.9008 | 660.4633 | 746.004 | 801.004 | 838.004 | 879.004 | 920.004 | 977.004 | 1037.004 | 1075.004 | 1096.004 | 1111.004 | 1126.004 | 1139.004 | 1151.472 | 1164.0759 | 1174.4893 | 1183.7701 | 1189.8881 | 1192.5081 | 1193.0175 | 1193.4276 | 1193.7534 | 1194.0204 | 1194.2382 | 1194.4147 | 1194.5429 | 1194.6281 | 1194.6685
Dem_BB002b | Floorspace (m2) (cumulative) | SEPD | Leading the Way | Beauly | 0 | 0 | 0 | 0 | 0 | 0 | 0 | 0 | 0 | 0 | 0 | 0 | 0 | 0 | 0 | 0 | 0 | 0 | 0 | 0 | 0 | 0 | 0 | 0 | 0 | 0 | 0 | 0 | 0 | 0 | 0 | 0
Domestic direct electric heating | Number | SEPD | Leading the Way | Beauly | 3573.4934 | 3595.7441 | 3618.0985 | 3594.1116 | 3514.3065 | 3387.8352 | 3216.9319 | 3056.8961 | 2905.3417 | 2760.7368 | 2632.1613 | 2545.52 | 2510.515 | 2495.3297 | 2474.0342 | 2453.4306 | 2433.3701 | 2413.9226 | 2394.9584 | 2377.1387 | 2359.3958 | 2342.1536 | 2325.6586 | 2309.4046 | 2293.2975 | 2277.4105 | 2261.6254 | 2246.5532 | 2231.4678 | 2216.7416 | 2202.4771 | 2188.4281
Gas: Hydrogen peaking | MW | SEPD | Leading the Way | Beauly | 0 | 0 | 0 | 0 | 0 | 0 | 0 | 0 | 0 | 0 | 0 | 0 | 0 | 0 | 0 | 0 | 0 | 0 | 0 | 0 | 0 | 0 | 0 | 0 | 0 | 0 | 0 | 0 | 0 | 0 | 0 | 0
Gen_BB001 | MW | SEPD | Leading the Way | Beauly | 0 | 0 | 0 | 0 | 0 | 0 | 0 | 0 | 0 | 0 | 0 | 0 | 0 | 0 | 0 | 0 | 0 | 0 | 0 | 0 | 0 | 0 | 0 | 0 | 0 | 0 | 0 | 0 | 0 | 0 | 0 | 0
Gen_BB004 | MW | SEPD | Leading the Way | Beauly | 0.15 | 0.15 | 0.15 | 0.15 | 0.15 | 0.15 | 0.15 | 0.15 | 0.15 | 0.15 | 0.15 | 0.15 | 0.15 | 0.15 | 0.15 | 0.15 | 0.15 | 0.15 | 0.15 | 0.15 | 0.15 | 0.15 | 0.15 | 0.15 | 0.15 | 0.15 | 0.15 | 0.15 | 0.15 | 0.15 | 0.15 | 0.15
Gen_BB005 | MW | SEPD | Leading the Way | Beauly | 0 | 0 | 0 | 0 | 0 | 0 | 0 | 0 | 0 | 0 | 0 | 0 | 0 | 0 | 0 | 0 | 0 | 0 | 0 | 0 | 0 | 0 | 0 | 0 | 0 | 0 | 0 | 0 | 0 | 0 | 0 | 0
Gen_BB006 | MW | SEPD | Leading the Way | Beauly | 0 | 0 | 0 | 0 | 0 | 0 | 0 | 0 | 0 | 0 | 0 | 0 | 0 | 0 | 0 | 0 | 0 | 0 | 0 | 0 | 0 | 0 | 0 | 0 | 0 | 0 | 0 | 0 | 0 | 0 | 0 | 0
Gen_BB008 | MW | SEPD | Leading the Way | Beauly | 0 | 0 | 0 | 0 | 0 | 0 | 0 | 0 | 0 | 0 | 0 | 0 | 0 | 0 | 0 | 0 | 0 | 0 | 0 | 0 | 0 | 0 | 0 | 0 | 0 | 0 | 0 | 0 | 0 | 0 | 0 | 0
Gen_BB010 | MW | SEPD | Leading the Way | Beauly | 0 | 0 | 0 | 0 | 0 | 0 | 0 | 0 | 0 | 0 | 0 | 0 | 0 | 0 | 0 | 0 | 0 | 0 | 0 | 0 | 0 | 0 | 0 | 0 | 0 | 0 | 0 | 0 | 0 | 0 | 0 | 0
Gen_BB011 | MW | SEPD | Leading the Way | Beauly | 0 | 0 | 0 | 0 | 0 | 0 | 0 | 0 | 0 | 0 | 0 | 0 | 0 | 0 | 0 | 0 | 0 | 0 | 0 | 0 | 0 | 0 | 0 | 0 | 0 | 0 | 0 | 0 | 0 | 0 | 0 | 0
Gen_BB012 | MW | SEPD | Leading the Way | Beauly | 0.29293 | 0.2991 | 0.30842 | 0.32004 | 0.33489 | 0.35123 | 0.37049 | 0.40738 | 0.44198 | 0.48295 | 0.52229 | 0.5602 | 0.5971 | 0.63334 | 0.66917 | 0.70478 | 0.73917 | 0.76938 | 0.79953 | 0.82924 | 0.85884 | 0.88838 | 0.91648 | 0.94281 | 0.96742 | 0.98547 | 1.0035 | 1.0199 | 1.0348 | 1.048 | 1.0613 | 1.0746
Gen_BB013 | MW | SEPD | Leading the Way | Beauly | 2.8495 | 2.9035 | 2.9906 | 3.0913 | 3.2074 | 3.3346 | 3.4707 | 3.7017 | 3.9307 | 4.2058 | 4.4931 | 4.7835 | 5.0605 | 5.3283 | 5.5979 | 5.8738 | 6.142 | 6.3875 | 6.6296 | 6.8728 | 7.1166 | 7.3638 | 7.6082 | 7.8416 | 8.0632 | 8.2413 | 8.419 | 8.5858 | 8.7417 | 8.8879 | 9.0332 | 9.18
Gen_BB014 | MW | SEPD | Leading the Way | Beauly | 0 | 0 | 0 | 0 | 0 | 0 | 0 | 0 | 0 | 0 | 0 | 0 | 0 | 0 | 0 | 0 | 0 | 0 | 0 | 0 | 0 | 0 | 0 | 0 | 0 | 0 | 0 | 0 | 0 | 0 | 0 | 0
Gen_BB015 | MW | SEPD | Leading the Way | Beauly | 93.8 | 100.6 | 100.6 | 100.6 | 100.6 | 100.6 | 100.6 | 100.6 | 100.6 | 101.4631 | 118.4043 | 119.3592 | 133.5401 | 139.2845 | 140.3123 | 141.3669 | 142.4467 | 143.5932 | 144.8106 | 146.1033 | 147.3922 | 148.7099 | 150.0068 | 151.2206 | 152.3834 | 153.4831 | 154.5637 | 155.6334 | 156.6867 | 157.7811 | 158.8524 | 159.963
Gen_BB016 | MW | SEPD | Leading the Way | Beauly | 1.3795 | 1.3795 | 1.3806 | 1.3825 | 1.3855 | 1.4002 | 1.4093 | 1.426 | 1.4566 | 1.5069 | 1.5951 | 1.686 | 1.7967 | 1.9859 | 2.085 | 3.3748 | 3.4779 | 3.5811 | 3.664 | 3.7454 | 3.8255 | 3.9041 | 3.9812 | 4.0569 | 4.1312 | 4.2038 | 4.2749 | 4.3468 | 4.4193 | 4.4926 | 4.5665 | 4.6413
Gen_BB017 | MW | SEPD | Leading the Way | Beauly | 0 | 0 | 0 | 0 | 0 | 0 | 0 | 0 | 0 | 0 | 0 | 0 | 0 | 0 | 0 | 0 | 0 | 0 | 0 | 0 | 0 | 0 | 0 | 0 | 0 | 0 | 0 | 0 | 0 | 0 | 0 | 0
Gen_BB018 | MW | SEPD | Leading the Way | Beauly | 10.2238 | 10.2238 | 10.2238 | 10.2238 | 10.2347 | 10.3016 | 10.325 | 10.3671 | 10.4046 | 10.4466 | 10.4841 | 10.5261 | 10.5636 | 10.6058 | 10.6478 | 10.6852 | 10.7274 | 10.762 | 10.7987 | 10.8285 | 10.8609 | 10.8914 | 10.9156 | 10.9429 | 10.9689 | 10.9891 | 11.0127 | 11.0354 | 11.0572 | 11.0736 | 11.0939 | 11.1136
Hydrogen electrolysis | MW | SEPD | Leading the Way | Beauly | 0 | 0 | 0 | 0 | 0 | 0 | 0 | 0 | 0 | 0 | 0 | 0 | 0 | 0 | 0 | 0 | 0 | 0 | 0 | 0 | 0 | 0 | 0 | 0 | 0 | 0 | 0 | 0 | 0 | 0 | 0 | 0
Lct_BB001 | Number | SEPD | Leading the Way | Beauly | 85.9717 | 142.6832 | 255.7365 | 515.9713 | 884.0659 | 1452.4215 | 2150.3166 | 2941.1253 | 3878.4272 | 5026.9647 | 6601.7287 | 8399.5181 | 10244.0839 | 12158.9454 | 14092.7067 | 16020.7026 | 17698.1635 | 19010.743 | 19962.5706 | 20580.7558 | 20947.7506 | 20778.272 | 20543.1017 | 20228.6253 | 19849.6443 | 19336.3134 | 18727.8354 | 18030.4979 | 17241.6208 | 16353.3838 | 15357.2341 | 14250.3898
Lct_BB003 | Number | SEPD | Leading the Way | Beauly | 0 | 0 | 0 | 0 | 0 | 0 | 0 | 0 | 0 | 0 | 0 | 0 | 0 | 0 | 0 | 0 | 0 | 0 | 0 | 0 | 0 | 0 | 0 | 0 | 0 | 0 | 0 | 0 | 0 | 0 | 0 | 0
Lct_BB005 | Number | SEPD | Leading the Way | Beauly | 351.8079 | 455.4652 | 480.5697 | 715.8637 | 1275.7162 | 1767.0609 | 2273.0939 | 2716.8515 | 3333.0087 | 3952.9214 | 4630.5122 | 5708.2481 | 6236.0222 | 6749.1982 | 7255.0041 | 7756.0409 | 8249.1727 | 8545.6586 | 8854.4138 | 9247.7592 | 9538.0217 | 9892.9152 | 10082.4624 | 10273.3609 | 10498.9025 | 10729.2247 | 10963.3419 | 10996.9419 | 11030.5419 | 11064.7419 | 11098.3419 | 11132.5419
Lct_BB006 | Number | SEPD | Leading the Way | Beauly | 0 | 0 | 5.8339 | 11.5901 | 17.2737 | 22.8806 | 28.412 | 40.2142 | 51.8259 | 63.2484 | 74.4793 | 101.9428 | 164.7254 | 226.8102 | 288.1958 | 348.884 | 408.8728 | 480.6035 | 551.499 | 621.5599 | 690.7836 | 759.1728 | 797.1823 | 834.9337 | 872.4292 | 909.6682 | 946.6518 | 946.6518 | 946.6518 | 946.6518 | 946.6518 | 946.6518
Lct_BB007 | Number | SEPD | Leading the Way | Beauly | 11.4241 | 14.8655 | 14.5644 | 24.2435 | 45.1402 | 60.761 | 76.8287 | 92.8147 | 114.3869 | 136.1778 | 160.1235 | 188.2003 | 202.1671 | 215.9544 | 229.5621 | 242.9905 | 256.2395 | 264.1998 | 272.7128 | 283.8215 | 292.2718 | 302.6793 | 306.9921 | 312.5279 | 318.0889 | 323.6754 | 329.2871 | 329.4276 | 329.6699 | 329.9461 | 330.2563 | 330.6004
Lct_BB008 | Number | SEPD | Leading the Way | Beauly | 0 | 0 | 0.49759 | 0.98875 | 1.4735 | 1.9518 | 2.4236 | 3.4303 | 4.4208 | 5.395 | 6.353 | 7.2948 | 9.4478 | 11.5768 | 13.6819 | 15.763 | 17.8202 | 20.28 | 22.7112 | 25.1137 | 27.4875 | 29.8327 | 31.1361 | 32.4306 | 33.7164 | 34.9934 | 36.2617 | 36.2617 | 36.2617 | 36.2617 | 36.2617 | 36.2617
Lct_BB010b | MW | SEPD | Leading the Way | Beauly | 0.315 | 0.57613 | 0.99862 | 2.1517 | 3.8069 | 5.7605 | 8.5244 | 11.5767 | 15.2615 | 20.257 | 27.2382 | 35.3145 | 46.9904 | 57.5838 | 66.1313 | 72.6022 | 76.436 | 78.1372 | 79.7547 | 80.3996 | 80.705 | 80.7318 | 80.7514 | 80.7643 | 80.7717 | 80.7717 | 80.7717 | 80.7717 | 80.7717 | 80.7717 | 80.7717 | 80.7717
Lct_BB011b | MW | SEPD | Leading the Way | Beauly | 0.094 | 0.1195 | 0.16713 | 0.26539 | 0.37857 | 0.50848 | 0.70915 | 0.98179 | 1.3158 | 1.5992 | 1.9124 | 2.268 | 2.6527 | 3.0681 | 3.4852 | 3.8724 | 4.2018 | 4.4545 | 4.6276 | 4.7253 | 4.7672 | 4.776 | 4.7778 | 4.7811 | 4.7861 | 4.7934 | 4.8033 | 4.8033 | 4.8033 | 4.8033 | 4.8035 | 4.8253
Lct_BB012b | MW | SEPD | Leading the Way | Beauly | 0.305 | 0.3096 | 0.31763 | 0.32827 | 0.33734 | 0.34241 | 0.34603 | 0.36675 | 0.39157 | 0.42201 | 0.45656 | 0.49466 | 0.54833 | 0.60521 | 0.66055 | 0.71126 | 0.75355 | 0.78586 | 0.80818 | 0.82147 | 0.82785 | 0.83031 | 0.83221 | 0.83355 | 0.83441 | 0.83481 | 0.83481 | 0.83481 | 0.83481 | 0.83481 | 0.83481 | 0.83481
Lct_BB013b | MW | SEPD | Leading the Way | Beauly | 0 | 0.0148 | 0.02953 | 0.06029 | 0.08837 | 0.11818 | 0.17844 | 0.26476 | 0.35953 | 0.40732 | 0.45524 | 0.50868 | 0.57216 | 0.63659 | 0.69821 | 0.75136 | 0.79306 | 0.821 | 0.83602 | 0.83888 | 0.83888 | 0.83888 | 0.83888 | 0.83888 | 0.83888 | 0.83888 | 0.83888 | 0.83888 | 0.83888 | 0.83888 | 0.83888 | 0.83888
Lct_BB014 | Number | SEPD | Leading the Way | Beauly | 18.1133 | 18.2523 | 18.2596 | 18.4165 | 18.5805 | 18.6224 | 18.7834 | 18.8269 | 18.928 | 19.0291 | 19.1302 | 19.2312 | 19.3323 | 19.4334 | 19.5345 | 19.6356 | 19.7367 | 19.8377 | 19.9388 | 20.0399 | 20.141 | 20.2421 | 20.3432 | 20.4443 | 20.5453 | 20.6464 | 20.7475 | 20.8486 | 20.9497 | 21.0508 | 21.1518 | 21.2529
Other generation | MW | SEPD | Leading the Way | Beauly | 0 | 0 | 0 | 0 | 0 | 0 | 0 | 0 | 0 | 0 | 0 | 0 | 0 | 0 | 0 | 0 | 0 | 0 | 0 | 0 | 0 | 0 | 0 | 0 | 0 | 0 | 0 | 0 | 0 | 0 | 0 | 0
Srg_BB001 | MW | SEPD | Leading the Way | Beauly | 0 | 0.11666 | 0.23542 | 0.32942 | 0.43045 | 0.53842 | 0.8424 | 2.1461 | 2.7129 | 3.2999 | 3.9442 | 4.8518 | 5.7537 | 6.7026 | 7.6421 | 8.5971 | 9.7554 | 10.5952 | 11.4594 | 12.321 | 13.1884 | 14.0757 | 14.3714 | 14.6702 | 14.9609 | 15.2532 | 15.5423 | 15.6267 | 15.7077 | 15.7849 | 15.8613 | 15.934
Srg_BB002 | MW | SEPD | Leading the Way | Beauly | 0 | 0 | 0.057337 | 0.11682 | 0.17932 | 0.24631 | 0.31915 | 0.77281 | 0.95279 | 1.1516 | 1.386 | 1.6438 | 2.016 | 2.4201 | 2.8552 | 3.3205 | 3.8148 | 4.2197 | 4.6202 | 5.0383 | 5.4708 | 5.9198 | 6.1095 | 6.2876 | 6.4511 | 6.6005 | 6.7023 | 6.8021 | 6.889 | 6.9633 | 7.025 | 7.0857
Data centres (MW) | MW | SEPD | Leading the Way | Boat of Garten | 0 | 0 | 0 | 0 | 0 | 0 | 0 | 0 | 0 | 0 | 0 | 0 | 0 | 0 | 0 | 0 | 0 | 0 | 0 | 0 | 0 | 0 | 0 | 0 | 0 | 0 | 0 | 0 | 0 | 0 | 0 | 0
Dem_BB001a | Number of homes (cumulative) | SEPD | Leading the Way | Boat of Garten | 0 | 84 | 179 | 251 | 321 | 396 | 468 | 526 | 577 | 631 | 690 | 752 | 813 | 863 | 911 | 938 | 961 | 980.952 | 1000.9923 | 1018.9089 | 1033.7396 | 1045.538 | 1053.9808 | 1058.3446 | 1061.6375 | 1061.8702 | 1062.0608 | 1062.2164 | 1062.3425 | 1062.434 | 1062.4949 | 1062.5237
Dem_BB002b | Floorspace (m2) (cumulative) | SEPD | Leading the Way | Boat of Garten | 0 | 8877.6 | 9074.88 | 9272.16 | 9469.44 | 9666.72 | 11064 | 12364 | 12564 | 12764 | 12964 | 13164 | 13364 | 13564 | 13764 | 13864 | 13864 | 13864 | 13864 | 13864 | 13864 | 13864 | 13864 | 13864 | 13864 | 13864 | 13864 | 13864 | 13864 | 13864 | 13864 | 13864
Domestic direct electric heating | Number | SEPD | Leading the Way | Boat of Garten | 2592.7516 | 2601.8228 | 2612.0833 | 2593.1735 | 2549.5175 | 2485.3832 | 2401.667 | 2321.5384 | 2242.5041 | 2167.051 | 2095.7005 | 2049.0572 | 2027.2455 | 2018.8517 | 2010.4725 | 2000.5113 | 1990.3285 | 1979.9898 | 1969.4488 | 1958.9287 | 1948.2312 | 1937.7647 | 1927.6055 | 1917.2498 | 1907.0879 | 1896.7387 | 1886.5234 | 1876.3604 | 1866.1852 | 1856.1052 | 1846.1008 | 1836.1961
Gas: Hydrogen peaking | MW | SEPD | Leading the Way | Boat of Garten | 0 | 0 | 0 | 0 | 0 | 0 | 0 | 0 | 0 | 0 | 0 | 0 | 0 | 0 | 0 | 0 | 0 | 0 | 0 | 0 | 0 | 0 | 0 | 0 | 0 | 0 | 0 | 0 | 0 | 0 | 0 | 0
Gen_BB001 | MW | SEPD | Leading the Way | Boat of Garten | 0 | 0 | 0 | 0 | 0 | 0 | 0 | 0 | 0 | 0 | 0 | 0 | 0 | 0 | 0 | 0 | 0 | 0 | 0 | 0 | 0 | 0 | 0 | 0 | 0 | 0 | 0 | 0 | 0 | 0 | 0 | 0
Gen_BB004 | MW | SEPD | Leading the Way | Boat of Garten | 0.249 | 0.249 | 0.249 | 0.249 | 0.249 | 0.249 | 0.249 | 0.249 | 0.249 | 0.249 | 0.249 | 0.249 | 0.249 | 0.249 | 0.249 | 0.249 | 0.249 | 0.249 | 0.249 | 0.249 | 0.249 | 0.249 | 0.249 | 0.249 | 0.249 | 0.249 | 0.249 | 0.249 | 0.249 | 0.249 | 0.249 | 0.249
Gen_BB005 | MW | SEPD | Leading the Way | Boat of Garten | 0 | 0 | 0 | 0 | 0 | 0 | 0 | 0 | 0 | 0 | 0 | 0 | 0 | 0 | 0 | 0 | 0 | 0 | 0 | 0 | 0 | 0 | 0 | 0 | 0 | 0 | 0 | 0 | 0 | 0 | 0 | 0
Gen_BB006 | MW | SEPD | Leading the Way | Boat of Garten | 0 | 0 | 0 | 0 | 0 | 0 | 0 | 0 | 0 | 0 | 0 | 0 | 0 | 0 | 0 | 0 | 0 | 0 | 0 | 0 | 0 | 0 | 0 | 0 | 0 | 0 | 0 | 0 | 0 | 0 | 0 | 0
Gen_BB008 | MW | SEPD | Leading the Way | Boat of Garten | 0 | 0 | 0 | 0 | 0 | 0 | 0 | 0 | 0 | 0 | 0 | 0 | 0 | 0 | 0 | 0 | 0 | 0 | 0 | 0 | 0 | 0 | 0 | 0 | 0 | 0 | 0 | 0 | 0 | 0 | 0 | 0
Gen_BB010 | MW | SEPD | Leading the Way | Boat of Garten | 0 | 0 | 0 | 0 | 0 | 0 | 0 | 0 | 0 | 0 | 0 | 0 | 0 | 0 | 0 | 0 | 0 | 0 | 0 | 0 | 0 | 0 | 0 | 0 | 0 | 0 | 0 | 0 | 0 | 0 | 0 | 0
Gen_BB011 | MW | SEPD | Leading the Way | Boat of Garten | 0 | 0 | 0 | 0 | 0 | 0 | 0 | 0 | 0 | 0 | 0 | 0 | 0 | 0 | 0 | 0 | 0 | 0 | 0 | 0 | 0 | 0 | 0 | 0 | 0 | 0 | 0 | 0 | 0 | 0 | 0 | 0
Gen_BB012 | MW | SEPD | Leading the Way | Boat of Garten | 0.07844 | 0.35157 | 0.35624 | 0.36196 | 0.36914 | 0.37685 | 0.38572 | 0.40207 | 0.41673 | 0.43334 | 0.44866 | 0.46289 | 0.47639 | 0.48937 | 0.50196 | 0.51428 | 0.52823 | 0.54049 | 0.55272 | 0.56479 | 0.57681 | 0.58882 | 0.60024 | 0.61095 | 0.62095 | 0.62829 | 0.63563 | 0.6423 | 0.64832 | 0.6537 | 0.65909 | 0.66451
Gen_BB013 | MW | SEPD | Leading the Way | Boat of Garten | 1.4518 | 1.4699 | 1.5014 | 1.5383 | 1.5857 | 1.6442 | 1.7126 | 1.8058 | 1.8957 | 2.0032 | 2.1173 | 2.2369 | 2.3623 | 2.482 | 2.6072 | 2.7199 | 2.8549 | 2.9777 | 3.0988 | 3.2197 | 3.3388 | 3.4591 | 3.5779 | 3.6886 | 3.7956 | 3.8814 | 3.9682 | 4.0507 | 4.1288 | 4.2027 | 4.2767 | 4.351
Gen_BB014 | MW | SEPD | Leading the Way | Boat of Garten | 0 | 0 | 0 | 0 | 0 | 0 | 0 | 0 | 0 | 0 | 0 | 0 | 0 | 0 | 0 | 0 | 0 | 0 | 0 | 0 | 0 | 0 | 0 | 0 | 0 | 0 | 0 | 0 | 0 | 0 | 0 | 0
Gen_BB015 | MW | SEPD | Leading the Way | Boat of Garten | 0 | 0 | 0 | 0 | 0 | 0 | 0 | 0 | 0 | 1.0053 | 2.1015 | 3.2137 | 4.8222 | 5.9222 | 7.1194 | 8.3477 | 9.6054 | 10.9408 | 12.3588 | 13.8645 | 15.3657 | 16.9006 | 18.4111 | 19.8249 | 21.1793 | 22.4601 | 23.7188 | 24.9648 | 26.1916 | 27.4663 | 28.7141 | 30.0077
Gen_BB016 | MW | SEPD | Leading the Way | Boat of Garten | 0.81244 | 0.81244 | 0.81378 | 0.81594 | 0.8195 | 0.83661 | 0.8472 | 0.86664 | 0.9023 | 0.96083 | 1.0636 | 1.1695 | 1.2984 | 1.4139 | 1.5294 | 1.6922 | 2.4623 | 2.5825 | 2.679 | 2.7739 | 2.8672 | 2.9587 | 3.0486 | 3.1368 | 3.2232 | 3.3079 | 3.3907 | 3.4743 | 3.5588 | 3.6441 | 3.7303 | 3.8174
Gen_BB017 | MW | SEPD | Leading the Way | Boat of Garten | 0 | 0 | 0 | 0 | 0 | 0 | 0 | 0 | 0 | 0 | 0 | 0 | 0 | 0 | 0 | 0 | 0 | 0 | 0 | 0 | 0 | 0 | 0 | 0 | 0 | 0 | 0 | 0 | 0 | 0 | 0 | 0
Gen_BB018 | MW | SEPD | Leading the Way | Boat of Garten | 5.2749 | 5.2749 | 5.2749 | 5.2749 | 5.2749 | 5.2749 | 5.2749 | 5.2749 | 5.2749 | 5.2749 | 5.2749 | 5.2749 | 5.2749 | 5.2749 | 5.2749 | 5.2749 | 5.2749 | 5.2749 | 5.2749 | 5.2749 | 5.2749 | 5.2749 | 5.2749 | 5.2749 | 5.2749 | 5.2749 | 5.2749 | 5.2749 | 5.2749 | 5.2749 | 5.2749 | 5.2749
Hydrogen electrolysis | MW | SEPD | Leading the Way | Boat of Garten | 0 | 0 | 0 | 0 | 0 | 0 | 0 | 0 | 0 | 0 | 0 | 0 | 0 | 0 | 0 | 0 | 0 | 0 | 0 | 0 | 0 | 0 | 0 | 0 | 0 | 0 | 0 | 0 | 0 | 0 | 0 | 0
Lct_BB001 | Number | SEPD | Leading the Way | Boat of Garten | 37.7048 | 62.647 | 113.4352 | 229.4281 | 393.1735 | 650.1941 | 965.712 | 1323.8078 | 1748.3896 | 2268.9349 | 3083.2342 | 4000.8656 | 4943.9562 | 5923.8007 | 6917.7659 | 7914.8129 | 8762.5713 | 9438.1221 | 9941.802 | 10285.0448 | 10505.5209 | 10464.2045 | 10386.8139 | 10266.4363 | 10110.3061 | 9880.9852 | 9588.0617 | 9251.7369 | 8870.8043 | 8441.6765 | 7960.2908 | 7425.8521
Lct_BB003 | Number | SEPD | Leading the Way | Boat of Garten | 5.7697 | 6.6546 | 10.4136 | 16.5773 | 23.7574 | 33.2151 | 51.7449 | 78.9227 | 118.5282 | 148.2215 | 181.8099 | 222.3541 | 257.1143 | 298.9352 | 344.8825 | 391.4218 | 435.4773 | 473.5605 | 504.1288 | 526.4445 | 542.1542 | 553.6243 | 561.1204 | 567.2914 | 572.7118 | 577.9573 | 583.5194 | 581.6286 | 580.8486 | 581.0655 | 582.1685 | 584.0391
Lct_BB005 | Number | SEPD | Leading the Way | Boat of Garten | 191.0379 | 245.2547 | 257.3987 | 374.7027 | 693.2318 | 1023.8865 | 1390.9571 | 1709.7464 | 2134.6539 | 2555.0687 | 3010.463 | 3665.9224 | 3977.0132 | 4272.4324 | 4560.6666 | 4829.4053 | 5087.8373 | 5227.5395 | 5362.3314 | 5518.3798 | 5599.4926 | 5679.0557 | 5722.7197 | 5764.6805 | 5839.0922 | 5913.8369 | 5990.8164 | 6011.8164 | 6032.8164 | 6053.8164 | 6074.8164 | 6095.8164
Lct_BB006 | Number | SEPD | Leading the Way | Boat of Garten | 0 | 0 | 0 | 0 | 0 | 0 | 0 | 0 | 0 | 0 | 0 | 0 | 0 | 0 | 0 | 0 | 0 | 0 | 0 | 0 | 0 | 0 | 0 | 0 | 0 | 0 | 0 | 0 | 0 | 0 | 0 | 0
Lct_BB007 | Number | SEPD | Leading the Way | Boat of Garten | 0.58508 | 0.76133 | 0.74591 | 1.2416 | 2.3118 | 3.1118 | 3.9347 | 4.7535 | 5.8583 | 6.9743 | 8.2006 | 9.6386 | 10.3539 | 11.06 | 11.7569 | 12.4446 | 13.1232 | 13.5309 | 13.9669 | 14.5358 | 14.9686 | 15.5016 | 15.7225 | 16.006 | 16.2908 | 16.5769 | 16.8643 | 16.8715 | 16.8839 | 16.8981 | 16.914 | 16.9316
Lct_BB008 | Number | SEPD | Leading the Way | Boat of Garten | 0 | 0 | 0.02548 | 0.05063 | 0.07545 | 0.09995 | 0.12412 | 0.17568 | 0.22641 | 0.2763 | 0.32536 | 0.37359 | 0.48385 | 0.59289 | 0.7007 | 0.80728 | 0.91264 | 1.0386 | 1.1631 | 1.2862 | 1.4078 | 1.5279 | 1.5946 | 1.6609 | 1.7268 | 1.7922 | 1.8571 | 1.8571 | 1.8571 | 1.8571 | 1.8571 | 1.8571
Lct_BB010b | MW | SEPD | Leading the Way | Boat of Garten | 0.161 | 0.252 | 0.4354 | 0.91 | 1.5834 | 2.4318 | 3.7072 | 5.0302 | 6.6696 | 8.799 | 12.307 | 16.0619 | 21.1309 | 27.5022 | 33.0469 | 36.89 | 38.9492 | 39.6555 | 40.1893 | 40.4307 | 40.5445 | 40.5534 | 40.5599 | 40.5642 | 40.5667 | 40.5667 | 40.5667 | 40.5667 | 40.5667 | 40.5667 | 40.5667 | 40.5667
Lct_BB011b | MW | SEPD | Leading the Way | Boat of Garten | 0.032 | 0.0433 | 0.07032 | 0.1209 | 0.17982 | 0.24731 | 0.34833 | 0.48225 | 0.64511 | 0.78885 | 0.94847 | 1.1293 | 1.3318 | 1.5499 | 1.7687 | 1.9715 | 2.1435 | 2.2751 | 2.3651 | 2.4156 | 2.4367 | 2.4406 | 2.4414 | 2.4429 | 2.4451 | 2.4484 | 2.4528 | 2.4528 | 2.4528 | 2.4528 | 2.4528 | 2.4626
Lct_BB012b | MW | SEPD | Leading the Way | Boat of Garten | 2.9925 | 3.0277 | 3.0661 | 3.1482 | 3.2414 | 3.3417 | 3.4711 | 3.6295 | 3.8166 | 4.0279 | 4.2691 | 4.5389 | 4.9132 | 5.3158 | 5.7171 | 6.0936 | 6.4189 | 6.678 | 6.868 | 6.9933 | 7.0688 | 7.0744 | 7.0787 | 7.0817 | 7.0836 | 7.0845 | 7.0845 | 7.0845 | 7.0845 | 7.0845 | 7.0845 | 7.0845
Lct_BB013b | MW | SEPD | Leading the Way | Boat of Garten | 0 | 0.0029 | 0.00575 | 0.01174 | 0.01721 | 0.02301 | 0.03474 | 0.05154 | 0.06998 | 0.07928 | 0.08861 | 0.09901 | 0.11136 | 0.1239 | 0.13589 | 0.14623 | 0.15435 | 0.15979 | 0.16271 | 0.16327 | 0.16327 | 0.16327 | 0.16327 | 0.16327 | 0.16327 | 0.16327 | 0.16327 | 0.16327 | 0.16327 | 0.16327 | 0.16327 | 0.16327
Lct_BB014 | Number | SEPD | Leading the Way | Boat of Garten | 7.3482 | 7.4046 | 7.4075 | 7.4712 | 7.5377 | 7.5547 | 7.6201 | 7.6377 | 7.6787 | 7.7197 | 7.7607 | 7.8017 | 7.8427 | 7.8837 | 7.9247 | 7.9658 | 8.0068 | 8.0478 | 8.0888 | 8.1298 | 8.1708 | 8.2118 | 8.2528 | 8.2938 | 8.3348 | 8.3758 | 8.4168 | 8.4578 | 8.4989 | 8.5399 | 8.5809 | 8.6219
Other generation | MW | SEPD | Leading the Way | Boat of Garten | 0.09 | 0.09 | 0.09 | 0.09 | 0.09 | 0.09 | 0.09 | 0.09 | 0.09 | 0.09 | 0.09 | 0.09 | 0.09 | 0.09 | 0.09 | 0.09 | 0.09 | 0.09 | 0.09 | 0.09 | 0.09 | 0.09 | 0.09 | 0.09 | 0.09 | 0.09 | 0.09 | 0.09 | 0.09 | 0.09 | 0.09 | 0.09
Srg_BB001 | MW | SEPD | Leading the Way | Boat of Garten | 0 | 0.17975 | 0.23727 | 0.25884 | 0.28041 | 0.30198 | 0.53925 | 1.8669 | 2.6696 | 3.4902 | 4.3286 | 5.1919 | 9.2395 | 13.2897 | 17.3406 | 21.3935 | 25.4613 | 27.2802 | 29.1056 | 30.9354 | 32.7704 | 34.6123 | 35.1049 | 35.5992 | 36.0938 | 36.5897 | 37.0862 | 37.0998 | 37.1133 | 37.1267 | 37.1406 | 37.1542
Srg_BB002 | MW | SEPD | Leading the Way | Boat of Garten | 0 | 0 | 0.028858 | 0.05853 | 0.089358 | 0.122 | 0.15702 | 0.3696 | 0.45206 | 0.5409 | 0.6433 | 0.75369 | 0.91029 | 1.0776 | 1.2551 | 1.4425 | 1.6416 | 1.8048 | 1.9664 | 2.135 | 2.3095 | 2.4908 | 2.5674 | 2.6394 | 2.7054 | 2.7658 | 2.8069 | 2.8473 | 2.8824 | 2.9124 | 2.9374 | 2.9619
Data centres (MW) | MW | SEPD | Leading the Way | Braco West | 0 | 0 | 0 | 0 | 0 | 0 | 0 | 0 | 0 | 0 | 0 | 0 | 0 | 0 | 0 | 0 | 0 | 0 | 0 | 0 | 0 | 0 | 0 | 0 | 0 | 0 | 0 | 0 | 0 | 0 | 0 | 0
Dem_BB001a | Number of homes (cumulative) | SEPD | Leading the Way | Braco West | 0 | 137.3684 | 294.949 | 403.2004 | 527.4754 | 621.122 | 716.8254 | 816.4629 | 913.0065 | 1006.5191 | 1105.0301 | 1197.6763 | 1264.6763 | 1323.6763 | 1379.6763 | 1437.6763 | 1492.6763 | 1538.5268 | 1585.5488 | 1627.3305 | 1664.9452 | 1698.3688 | 1715.1584 | 1729.807 | 1743.3293 | 1754.7442 | 1763.0842 | 1769.3615 | 1774.5863 | 1778.7496 | 1781.858 | 1782.9095
Dem_BB002b | Floorspace (m2) (cumulative) | SEPD | Leading the Way | Braco West | 0 | 13950 | 27245 | 29182.9286 | 37810.1429 | 50276.6429 | 64789.0952 | 77412.5 | 82461.8571 | 90000.5 | 95428.4286 | 100945.6429 | 113662.8571 | 125873.5714 | 136997.619 | 146507.5 | 155145.7143 | 158587.5 | 161740 | 164803.2143 | 167777.1429 | 170061.7857 | 171657.1429 | 172635.7143 | 173100 | 173100 | 173100 | 173100 | 173100 | 173100 | 173100 | 173100
Domestic direct electric heating | Number | SEPD | Leading the Way | Braco West | 3132.9595 | 3147.8609 | 3164.9263 | 3123.3684 | 3040.7392 | 2911.046 | 2747.0017 | 2602.5519 | 2461.9859 | 2325.8703 | 2195.9616 | 2102.2615 | 2065.0993 | 2051.2541 | 2031.5268 | 2012.6064 | 1994.2495 | 1975.4257 | 1957.0381 | 1940.0332 | 1923.9812 | 1908.0974 | 1892.4065 | 1877.5708 | 1863.4313 | 1849.3717 | 1835.6958 | 1822.8566 | 1811.2173 | 1799.8935 | 1788.5376 | 1777.5098
Gas: Hydrogen peaking | MW | SEPD | Leading the Way | Braco West | 0 | 0 | 0 | 0 | 0 | 0 | 0 | 0 | 0 | 0 | 0 | 0 | 0 | 0 | 0 | 0 | 0 | 0 | 0 | 0 | 0 | 0 | 0 | 0 | 0 | 0 | 0 | 0 | 0 | 0 | 0 | 0
Gen_BB001 | MW | SEPD | Leading the Way | Braco West | 0.184 | 0.184 | 0.184 | 0.184 | 0.184 | 0.184 | 0.184 | 0.184 | 0.184 | 0.184 | 0.184 | 0.1 | 0.1 | 0.1 | 0.1 | 0.1 | 0.1 | 0.1 | 0 | 0 | 0 | 0 | 0 | 0 | 0 | 0 | 0 | 0 | 0 | 0 | 0 | 0
Gen_BB004 | MW | SEPD | Leading the Way | Braco West | 0 | 0 | 0 | 0 | 0 | 0 | 0 | 0 | 0 | 0 | 0 | 0 | 0 | 0 | 0 | 0 | 0 | 0 | 0 | 0 | 0 | 0 | 0 | 0 | 0 | 0 | 0 | 0 | 0 | 0 | 0 | 0
Gen_BB005 | MW | SEPD | Leading the Way | Braco West | 0 | 0 | 0 | 0 | 0 | 0 | 0 | 0 | 0 | 0 | 0 | 0 | 0 | 0 | 0 | 0 | 0 | 0 | 0 | 0 | 0 | 0 | 0 | 0 | 0 | 0 | 0 | 0 | 0 | 0 | 0 | 0
Gen_BB006 | MW | SEPD | Leading the Way | Braco West | 0 | 0 | 0 | 0 | 0 | 0 | 0 | 0 | 0 | 0 | 0 | 0 | 0 | 0 | 0 | 0 | 0 | 0 | 0 | 0 | 0 | 0 | 0 | 0 | 0 | 0 | 0 | 0 | 0 | 0 | 0 | 0
Gen_BB008 | MW | SEPD | Leading the Way | Braco West | 0 | 0 | 0 | 0 | 0 | 0 | 0 | 0 | 0 | 0 | 0 | 0 | 0 | 0 | 0 | 0 | 0 | 0 | 0 | 0 | 0 | 0 | 0 | 0 | 0 | 0 | 0 | 0 | 0 | 0 | 0 | 0
Gen_BB010 | MW | SEPD | Leading the Way | Braco West | 0 | 0 | 0 | 0 | 0 | 0 | 0 | 0 | 0 | 0 | 0 | 0 | 0 | 0 | 0 | 0 | 0 | 0 | 0 | 0 | 0 | 0 | 0 | 0 | 0 | 0 | 0 | 0 | 0 | 0 | 0 | 0
Gen_BB011 | MW | SEPD | Leading the Way | Braco West | 0 | 0 | 0 | 0 | 0 | 0 | 0 | 0 | 0 | 0 | 0 | 0 | 0 | 0 | 0 | 0 | 0 | 0 | 0 | 0 | 0 | 0 | 0 | 0 | 0 | 0 | 0 | 0 | 0 | 0 | 0 | 0
Gen_BB012 | MW | SEPD | Leading the Way | Braco West | 0.82253 | 1.0236 | 1.0372 | 11.0244 | 11.0471 | 11.0995 | 11.1617 | 13.8671 | 16.5482 | 19.7434 | 23.41 | 27.5369 | 32.6542 | 38.264 | 43.4487 | 48.8405 | 54.5275 | 60.5628 | 65.8256 | 70.3258 | 73.3538 | 75.2606 | 77.145 | 79.0337 | 82.7331 | 86.3997 | 90.0675 | 93.3682 | 96.3027 | 98.8716 | 101.0835 | 102.9382
Gen_BB013 | MW | SEPD | Leading the Way | Braco West | 4.1748 | 4.2351 | 4.333 | 4.449 | 4.6057 | 4.7734 | 4.976 | 5.3318 | 5.682 | 6.0987 | 6.5201 | 6.9388 | 7.3443 | 7.7518 | 8.1654 | 8.5892 | 8.9629 | 9.3012 | 9.6353 | 9.9675 | 10.2984 | 10.6285 | 10.9453 | 11.2495 | 11.5385 | 11.7718 | 12.0028 | 12.2184 | 12.4198 | 12.607 | 12.7936 | 12.9785
Gen_BB014 | MW | SEPD | Leading the Way | Braco West | 0 | 0 | 0 | 0 | 0 | 0 | 0 | 0 | 0 | 0 | 0 | 0 | 0 | 0 | 0 | 0 | 0 | 0 | 0 | 0 | 0 | 0 | 0 | 0 | 0 | 0 | 0 | 0 | 0 | 0 | 0 | 0
Gen_BB015 | MW | SEPD | Leading the Way | Braco West | 76.5 | 76.5 | 76.5 | 97.2 | 97.2 | 97.2 | 97.2 | 126.8 | 126.8 | 128.3268 | 129.9918 | 131.681 | 134.1239 | 135.7945 | 137.6128 | 139.4784 | 141.3885 | 145.9167 | 148.0704 | 150.3572 | 152.6371 | 154.9683 | 157.2624 | 159.4097 | 161.4668 | 163.4121 | 165.3238 | 167.2161 | 169.0794 | 171.0153 | 172.9105 | 174.8752
Gen_BB016 | MW | SEPD | Leading the Way | Braco West | 0.53671 | 0.53671 | 0.53874 | 1.042 | 1.0474 | 1.0734 | 1.0895 | 1.119 | 1.1732 | 1.2621 | 1.4182 | 1.579 | 1.7747 | 2.2402 | 2.4156 | 2.6629 | 2.8453 | 3.0278 | 3.1744 | 3.3186 | 3.4602 | 3.5992 | 3.7357 | 3.8697 | 4.0009 | 4.1295 | 4.2553 | 4.3823 | 4.5106 | 4.6403 | 4.7711 | 4.9034
Gen_BB017 | MW | SEPD | Leading the Way | Braco West | 0 | 0 | 0 | 0 | 0 | 0 | 0 | 0 | 0 | 0 | 0 | 0 | 0 | 0 | 0 | 0 | 0 | 0 | 0 | 0 | 0 | 0 | 0 | 0 | 0 | 0 | 0 | 0 | 0 | 0 | 0 | 0
Gen_BB018 | MW | SEPD | Leading the Way | Braco West | 5.957 | 5.957 | 5.957 | 5.957 | 5.9752 | 6.0866 | 6.1255 | 6.1956 | 6.2582 | 6.3282 | 6.3906 | 6.4607 | 6.5231 | 6.5933 | 6.6632 | 6.7257 | 6.7959 | 6.8536 | 6.9148 | 6.9643 | 7.0182 | 7.0691 | 7.1094 | 7.1549 | 7.1982 | 7.2319 | 7.2712 | 7.309 | 7.3453 | 7.3726 | 7.4065 | 7.4392
Hydrogen electrolysis | MW | SEPD | Leading the Way | Braco West | 0 | 0 | 0 | 0 | 0 | 0 | 0 | 0 | 0 | 0 | 0 | 0 | 0 | 0 | 0 | 0 | 0 | 0 | 0 | 0 | 0 | 0 | 0 | 0 | 0 | 0 | 0 | 0 | 0 | 0 | 0 | 0
Lct_BB001 | Number | SEPD | Leading the Way | Braco West | 120.1597 | 199.3799 | 357.5768 | 723.5255 | 1243.2715 | 2044.9091 | 3019.9611 | 4119.5873 | 5415.2484 | 6993.6766 | 8652.5897 | 10670.9003 | 12763.4327 | 14968.082 | 17202.4932 | 19427.6535 | 21516.2328 | 23170.1677 | 24390.8564 | 25208.4269 | 25720.7139 | 25576.7107 | 25350.4912 | 25025.0565 | 24617.9317 | 24042.5708 | 23346.6029 | 22536.3845 | 21608.4599 | 20551.9958 | 19355.226 | 18008.2904
Lct_BB003 | Number | SEPD | Leading the Way | Braco West | 0 | 0 | 0 | 0 | 0 | 0 | 0 | 0 | 0 | 0 | 0 | 0 | 0 | 0 | 0 | 0 | 0 | 0 | 0 | 0 | 0 | 0 | 0 | 0 | 0 | 0 | 0 | 0 | 0 | 0 | 0 | 0
Lct_BB005 | Number | SEPD | Leading the Way | Braco West | 242.4239 | 339.9329 | 364.5873 | 623.5785 | 1218.9437 | 1751.0763 | 2330.3897 | 2897.6947 | 3603.5963 | 4284.6629 | 5016.1492 | 6011.5609 | 6560.1864 | 7106.8461 | 7655.3174 | 8207.1759 | 8762.6227 | 9146.8554 | 9569.2112 | 10127.3733 | 10623.7014 | 11263.5322 | 11613.5543 | 11966.2234 | 12317.6948 | 12670.797 | 13027.0447 | 13072.0447 | 13116.4447 | 13160.2447 | 13203.4447 | 13245.4447
Lct_BB006 | Number | SEPD | Leading the Way | Braco West | 0 | 0 | 20.1809 | 40.1029 | 59.7633 | 79.1618 | 98.2976 | 139.1252 | 179.2939 | 218.8054 | 257.6577 | 318.9447 | 459.0586 | 597.6151 | 734.6112 | 870.0478 | 1003.9274 | 1164.0094 | 1322.2256 | 1478.5763 | 1633.0653 | 1785.6889 | 1870.513 | 1954.7618 | 2038.4396 | 2121.5461 | 2204.0793 | 2204.0793 | 2204.0793 | 2204.0793 | 2204.0793 | 2204.0793
Lct_BB007 | Number | SEPD | Leading the Way | Braco West | 36.4147 | 47.3844 | 46.4245 | 77.2772 | 143.8862 | 193.6778 | 244.8944 | 295.8502 | 364.6124 | 434.0718 | 510.3996 | 599.8953 | 644.4151 | 688.3624 | 731.7375 | 774.5409 | 816.7728 | 842.1464 | 869.2821 | 904.6915 | 931.6271 | 964.8014 | 978.5487 | 996.194 | 1013.9201 | 1031.727 | 1049.6148 | 1050.0626 | 1050.8349 | 1051.7153 | 1052.704 | 1053.8007
Lct_BB008 | Number | SEPD | Leading the Way | Braco West | 0 | 0 | 1.586 | 3.1516 | 4.6967 | 6.2213 | 7.7253 | 10.9342 | 14.0914 | 17.1968 | 20.2504 | 23.2523 | 30.1149 | 36.9012 | 43.6113 | 50.245 | 56.8023 | 64.643 | 72.3924 | 80.0505 | 87.6172 | 95.0926 | 99.2472 | 103.3738 | 107.4723 | 111.5428 | 115.5853 | 115.5853 | 115.5853 | 115.5853 | 115.5853 | 115.5853
Lct_BB010b | MW | SEPD | Leading the Way | Braco West | 1.213 | 1.6652 | 2.2852 | 3.8109 | 5.8618 | 8.5056 | 12.1617 | 16.4067 | 21.5055 | 28.3789 | 36.4676 | 45.3378 | 56.003 | 66.5919 | 75.1786 | 81.0098 | 84.6692 | 86.4869 | 88.0728 | 88.6451 | 88.8785 | 88.9235 | 88.9566 | 88.9782 | 88.9906 | 88.9906 | 88.9906 | 88.9906 | 88.9906 | 88.9906 | 88.9906 | 88.9906
Lct_BB011b | MW | SEPD | Leading the Way | Braco West | 0.036 | 0.0849 | 0.15436 | 0.32031 | 0.50631 | 0.72282 | 1.0926 | 1.6412 | 2.3197 | 2.8291 | 3.384 | 4.0209 | 4.6248 | 5.2797 | 5.944 | 6.5635 | 7.095 | 7.5054 | 7.7898 | 7.9515 | 8.0247 | 8.0474 | 8.0518 | 8.0604 | 8.0734 | 8.092 | 8.1175 | 8.1175 | 8.1175 | 8.1175 | 8.1179 | 8.174
Lct_BB012b | MW | SEPD | Leading the Way | Braco West | 0.986 | 0.9996 | 1.0191 | 1.0471 | 1.0723 | 1.0888 | 1.1022 | 1.1546 | 1.217 | 1.2947 | 1.3839 | 1.4837 | 1.6244 | 1.7749 | 1.9243 | 2.0633 | 2.1833 | 2.2789 | 2.3489 | 2.3954 | 2.4238 | 2.4354 | 2.4443 | 2.4507 | 2.4547 | 2.4566 | 2.4566 | 2.4566 | 2.4566 | 2.4566 | 2.4566 | 2.4566
Lct_BB013b | MW | SEPD | Leading the Way | Braco West | 0 | 0.0221 | 0.044 | 0.08985 | 0.13173 | 0.17619 | 0.26599 | 0.39464 | 0.53587 | 0.6071 | 0.67852 | 0.75814 | 0.85271 | 0.94873 | 1.0405 | 1.1198 | 1.1819 | 1.2235 | 1.2459 | 1.2502 | 1.2502 | 1.2502 | 1.2502 | 1.2502 | 1.2502 | 1.2502 | 1.2502 | 1.2502 | 1.2502 | 1.2502 | 1.2502 | 1.2502
Lct_BB014 | Number | SEPD | Leading the Way | Braco West | 29.5799 | 29.8069 | 29.8188 | 30.075 | 30.3429 | 30.4113 | 30.6743 | 30.7453 | 30.9104 | 31.0754 | 31.2405 | 31.4056 | 31.5707 | 31.7357 | 31.9008 | 32.0659 | 32.231 | 32.396 | 32.5611 | 32.7262 | 32.8913 | 33.0563 | 33.2214 | 33.3865 | 33.5516 | 33.7166 | 33.8817 | 34.0468 | 34.2119 | 34.3769 | 34.542 | 34.7071
Other generation | MW | SEPD | Leading the Way | Braco West | 0.05 | 0.05 | 0.05 | 0.05 | 0.05 | 0.05 | 0.05 | 0.05 | 0.05 | 0.05 | 0.05 | 0.05 | 0.05 | 0.05 | 0.05 | 0.05 | 0.05 | 0.05 | 0.05 | 0.05 | 0.05 | 0.05 | 0.05 | 0.05 | 0.05 | 0.05 | 0.05 | 0.05 | 0.05 | 0.05 | 0.05 | 0.05
Srg_BB001 | MW | SEPD | Leading the Way | Braco West | 0 | 0.26926 | 10.4163 | 10.5338 | 10.6588 | 10.7912 | 11.3063 | 13.4471 | 14.2618 | 15.1236 | 16.0112 | 17.2648 | 18.0362 | 18.8642 | 19.6857 | 20.532 | 21.6538 | 22.6351 | 23.6677 | 24.7112 | 25.7734 | 26.8718 | 27.3078 | 27.7504 | 28.1846 | 28.6249 | 29.0635 | 29.1986 | 29.3294 | 29.4554 | 29.5812 | 29.7015
Srg_BB002 | MW | SEPD | Leading the Way | Braco West | 0 | 0 | 0.083932 | 0.17095 | 0.26232 | 0.36015 | 0.46645 | 1.1274 | 1.3892 | 1.678 | 2.018 | 2.3914 | 2.9302 | 3.5146 | 4.1431 | 4.8149 | 5.5244 | 6.103 | 6.6729 | 7.2653 | 7.8757 | 8.5072 | 8.7731 | 9.0221 | 9.2501 | 9.458 | 9.5994 | 9.738 | 9.8585 | 9.9614 | 10.0468 | 10.1307
Data centres (MW) | MW | SEPD | Leading the Way | Bridge of Dun | 0 | 0 | 0 | 0 | 0 | 0 | 0 | 0 | 0 | 0 | 0 | 0 | 0 | 0 | 0 | 0 | 0 | 0 | 0 | 0 | 0 | 0 | 0 | 0 | 0 | 0 | 0 | 0 | 0 | 0 | 0 | 0
Dem_BB001a | Number of homes (cumulative) | SEPD | Leading the Way | Bridge of Dun | 0 | 41.9469 | 132.092 | 234.9297 | 352.7894 | 469.6133 | 576.7089 | 683.8224 | 788.8224 | 871.8224 | 936.8782 | 1000.8782 | 1046.8782 | 1081.8782 | 1109.8782 | 1137.8782 | 1158.8782 | 1173.2888 | 1187.8302 | 1197.1883 | 1201.4191 | 1204.5182 | 1205.1277 | 1205.6285 | 1206.0317 | 1206.352 | 1206.6144 | 1206.8286 | 1207.0021 | 1207.1282 | 1207.2119 | 1207.2516
Dem_BB002b | Floorspace (m2) (cumulative) | SEPD | Leading the Way | Bridge of Dun | 0 | 0 | 17733.3333 | 33693.3333 | 99601 | 163012.0833 | 215104.9167 | 249837.138 | 276808.6208 | 294617.1152 | 312425.621 | 337434.1383 | 354575.8625 | 365634.17 | 372020.7275 | 375068.035 | 376501.081 | 377101.1155 | 377701.1385 | 378301.15 | 378301.15 | 378301.15 | 378301.15 | 378301.15 | 378301.15 | 378301.15 | 378301.15 | 378301.15 | 378301.15 | 378301.15 | 378301.15 | 378301.15
Domestic direct electric heating | Number | SEPD | Leading the Way | Bridge of Dun | 2356.4876 | 2361.0181 | 2370.7416 | 2343.3831 | 2294.6053 | 2221.7313 | 2124.3187 | 2035.0086 | 1946.888 | 1856.505 | 1768.6324 | 1704.3163 | 1671.0628 | 1657.6833 | 1643.6612 | 1630.0331 | 1616.4337 | 1602.8993 | 1589.6557 | 1576.2459 | 1562.3812 | 1549.0877 | 1536.6169 | 1524.4421 | 1512.4706 | 1500.6895 | 1489.328 | 1478.4627 | 1467.5518 | 1456.7287 | 1445.9696 | 1435.306
Gas: Hydrogen peaking | MW | SEPD | Leading the Way | Bridge of Dun | 0 | 0 | 0 | 0 | 0 | 0 | 0 | 0 | 0 | 0 | 0 | 0 | 0 | 0 | 0 | 0 | 0 | 0 | 0 | 0 | 0 | 0 | 0 | 0.07 | 0.07 | 0.07 | 0.07 | 0.07 | 0.07 | 0.07 | 0.07 | 0.07
Gen_BB001 | MW | SEPD | Leading the Way | Bridge of Dun | 0.07 | 0.07 | 0.07 | 0.07 | 0.07 | 0.07 | 0.07 | 0.07 | 0.07 | 0.07 | 0.07 | 0.07 | 0.07 | 0 | 0 | 0 | 0 | 0 | 0 | 0 | 0 | 0 | 0 | 0 | 0 | 0 | 0 | 0 | 0 | 0 | 0 | 0
Gen_BB004 | MW | SEPD | Leading the Way | Bridge of Dun | 0.05 | 0.05 | 0.05 | 0.05 | 0.2925 | 0.37551 | 0.4626 | 0.54936 | 0.63657 | 0.72211 | 0.80806 | 0.97717 | 1.2201 | 1.472 | 1.7229 | 1.974 | 2.2116 | 2.4521 | 2.6994 | 2.9535 | 3.2044 | 3.3653 | 3.4494 | 3.535 | 3.6218 | 3.7107 | 3.7975 | 3.8875 | 3.9775 | 4.144 | 4.393 | 4.6488
Gen_BB005 | MW | SEPD | Leading the Way | Bridge of Dun | 0 | 0 | 0 | 0 | 0 | 0 | 0 | 0 | 0 | 0 | 0 | 0 | 0 | 0 | 0 | 0 | 0 | 0 | 0 | 0 | 0 | 0 | 0 | 0 | 0 | 0 | 0 | 0 | 0 | 0 | 0 | 0
Gen_BB006 | MW | SEPD | Leading the Way | Bridge of Dun | 0 | 0 | 0 | 0 | 0 | 0 | 0 | 0 | 0 | 0 | 0 | 0 | 0 | 0 | 0 | 0 | 0 | 0 | 0 | 0 | 0 | 0 | 0 | 0 | 0 | 0 | 0 | 0 | 0 | 0 | 0 | 0
Gen_BB008 | MW | SEPD | Leading the Way | Bridge of Dun | 0 | 0 | 0 | 0 | 0 | 0 | 0 | 0 | 0 | 0 | 0 | 0 | 0 | 0 | 0 | 0 | 0 | 0 | 0 | 0 | 0 | 0 | 0 | 0 | 0 | 0 | 0 | 0 | 0 | 0 | 0 | 0
Gen_BB010 | MW | SEPD | Leading the Way | Bridge of Dun | 0.02 | 0.02 | 0.02 | 0.02 | 0.02 | 0.02 | 0.02 | 0.02 | 0.02 | 0.02 | 0.02 | 0.02 | 0.02 | 0.02 | 0.02 | 0.02 | 0.02 | 0.02 | 0.02 | 0.02 | 0.02 | 0.02 | 0.02 | 0.02 | 0.02 | 0.02 | 0.02 | 0.02 | 0.02 | 0.02 | 0.02 | 0.02
Gen_BB011 | MW | SEPD | Leading the Way | Bridge of Dun | 0 | 0 | 0 | 0 | 0 | 0 | 0 | 0 | 0 | 0 | 0 | 0 | 0 | 0 | 0 | 0 | 0 | 0 | 0 | 0 | 0 | 0 | 0 | 0 | 0 | 0 | 0 | 0 | 0 | 0 | 0 | 0
Gen_BB012 | MW | SEPD | Leading the Way | Bridge of Dun | 1.0131 | 1.0158 | 1.0199 | 1.0249 | 1.0313 | 1.0382 | 1.0463 | 1.7825 | 2.5148 | 3.389 | 4.3964 | 5.5333 | 6.9465 | 8.4967 | 9.9286 | 11.418 | 12.9935 | 14.666 | 16.1242 | 17.3709 | 18.2095 | 18.7385 | 19.262 | 19.7864 | 20.8118 | 21.8281 | 22.8447 | 23.7595 | 24.5728 | 25.2846 | 25.8975 | 26.4115
Gen_BB013 | MW | SEPD | Leading the Way | Bridge of Dun | 1.2585 | 1.2738 | 1.3069 | 1.3555 | 1.4242 | 1.506 | 1.5984 | 1.7321 | 1.8691 | 2.0113 | 2.1434 | 2.2777 | 2.4058 | 2.5312 | 2.6579 | 2.7897 | 2.9588 | 3.1106 | 3.2599 | 3.4065 | 3.5482 | 3.6944 | 3.8432 | 3.9879 | 4.1275 | 4.245 | 4.3644 | 4.4783 | 4.5866 | 4.6893 | 4.7924 | 4.8957
Gen_BB014 | MW | SEPD | Leading the Way | Bridge of Dun | 0 | 0 | 0 | 0 | 0 | 0 | 0 | 0 | 0 | 0 | 0 | 0 | 0 | 0 | 0 | 0 | 0 | 0 | 0 | 0 | 0 | 0 | 0 | 0 | 0 | 0 | 0 | 0 | 0 | 0 | 0 | 0
Gen_BB015 | MW | SEPD | Leading the Way | Bridge of Dun | 0 | 0 | 0 | 0 | 0 | 0 | 0 | 0 | 0 | 0.4216 | 0.88135 | 1.3478 | 2.0224 | 2.4837 | 2.9858 | 3.5009 | 4.0284 | 4.5884 | 5.1831 | 5.8146 | 6.4442 | 7.0879 | 7.7214 | 8.3143 | 8.8823 | 9.4195 | 9.9474 | 10.4699 | 10.9844 | 11.519 | 12.0424 | 12.5849
Gen_BB016 | MW | SEPD | Leading the Way | Bridge of Dun | 6.7131 | 6.7131 | 6.7137 | 6.7146 | 6.7161 | 6.7233 | 6.7277 | 6.7359 | 6.7508 | 6.7754 | 6.8185 | 6.8629 | 7.0169 | 7.3254 | 7.3738 | 8.8921 | 11.3275 | 13.8279 | 13.8683 | 13.9082 | 13.9473 | 13.9856 | 14.0233 | 14.0603 | 14.0966 | 14.1321 | 14.1668 | 14.2019 | 14.2373 | 14.2731 | 14.3092 | 14.3458
Gen_BB017 | MW | SEPD | Leading the Way | Bridge of Dun | 0 | 0 | 0 | 0 | 0 | 0 | 0 | 0 | 0 | 0 | 0 | 0 | 0 | 0 | 0 | 0 | 0 | 0 | 0 | 0 | 0 | 0 | 0 | 0 | 0 | 0 | 0 | 0 | 0 | 0 | 0 | 0
Gen_BB018 | MW | SEPD | Leading the Way | Bridge of Dun | 0.346 | 0.346 | 0.346 | 0.346 | 0.34717 | 0.35431 | 0.35681 | 0.36131 | 0.36532 | 0.36981 | 0.37381 | 0.3783 | 0.38231 | 0.38681 | 0.3913 | 0.3953 | 0.3998 | 0.4035 | 0.40743 | 0.41061 | 0.41407 | 0.41733 | 0.41991 | 0.42283 | 0.42561 | 0.42777 | 0.43029 | 0.43272 | 0.43504 | 0.4368 | 0.43897 | 0.44107
Hydrogen electrolysis | MW | SEPD | Leading the Way | Bridge of Dun | 0 | 0 | 0 | 0 | 0 | 0 | 0 | 0 | 0 | 0 | 0 | 0 | 0 | 0 | 0 | 0 | 0 | 0 | 0 | 0 | 0 | 0 | 0 | 0 | 0 | 0 | 0 | 0 | 0 | 0 | 0 | 0
Lct_BB001 | Number | SEPD | Leading the Way | Bridge of Dun | 42.8823 | 71.1902 | 134.9188 | 276.5638 | 478.2766 | 891.7511 | 1368.7362 | 1894.4777 | 2495.3646 | 3202.4791 | 4299.1334 | 5678.1605 | 7138.4322 | 8712.8153 | 10341.0357 | 11993.9224 | 13457.4554 | 14705.8452 | 15727.5764 | 16525.6693 | 17141.8806 | 17363.4395 | 17510.9639 | 17571.9063 | 17557.0238 | 17394.6383 | 17058.2862 | 16646.6813 | 16157.5248 | 15583.5534 | 14917.2653 | 14147.6454
Lct_BB003 | Number | SEPD | Leading the Way | Bridge of Dun | 6.2805 | 7.1654 | 20.1385 | 40.4751 | 64.2779 | 97.6683 | 167.3029 | 281.278 | 434.6869 | 558.47 | 698.3925 | 871.1069 | 1026.5212 | 1203.1072 | 1397.1505 | 1594.2139 | 1781.4007 | 1943.8655 | 2074.8876 | 2171.33 | 2239.8089 | 2290.0405 | 2323.518 | 2350.9137 | 2374.7192 | 2398.7068 | 2424.3201 | 2413.9426 | 2409.2532 | 2409.777 | 2414.9688 | 2424.1749
Lct_BB005 | Number | SEPD | Leading the Way | Bridge of Dun | 63.3601 | 104.0462 | 118.1143 | 268.2972 | 560.3352 | 903.285 | 1264.0744 | 1656.0987 | 2131.5734 | 2597.447 | 3107.5683 | 3721.8594 | 4083.8335 | 4445.4755 | 4809.3369 | 5178.3534 | 5550.9171 | 5820.1048 | 6123.802 | 6534.3476 | 6914.8261 | 7419.7077 | 7690.6847 | 7964.0195 | 8226.6439 | 8492.0757 | 8760.1944 | 8792.5944 | 8824.9944 | 8857.3944 | 8889.7944 | 8922.1944
Lct_BB006 | Number | SEPD | Leading the Way | Bridge of Dun | 0 | 0 | 24.3227 | 48.3305 | 72.0212 | 95.4009 | 118.4637 | 167.6697 | 216.0819 | 263.7011 | 310.5269 | 362.4938 | 481.2989 | 598.783 | 714.9439 | 829.7858 | 943.3049 | 1079.0405 | 1213.1968 | 1345.7723 | 1476.7651 | 1606.1784 | 1678.1018 | 1749.5411 | 1820.4937 | 1890.9611 | 1960.942 | 1960.942 | 1960.942 | 1960.942 | 1960.942 | 1960.942
Lct_BB007 | Number | SEPD | Leading the Way | Bridge of Dun | 43.9622 | 57.2055 | 56.0466 | 93.2939 | 173.7086 | 233.8202 | 295.6523 | 357.1693 | 440.1835 | 524.0393 | 616.1872 | 724.2321 | 777.9792 | 831.0353 | 883.4006 | 935.0756 | 986.0606 | 1016.6931 | 1049.4532 | 1092.2017 | 1124.72 | 1164.7701 | 1181.3667 | 1202.6692 | 1224.0693 | 1245.5669 | 1267.1621 | 1267.7027 | 1268.635 | 1269.6979 | 1270.8914 | 1272.2155
Lct_BB008 | Number | SEPD | Leading the Way | Bridge of Dun | 0 | 0 | 1.9148 | 3.8048 | 5.6701 | 7.5107 | 9.3265 | 13.2005 | 17.0119 | 20.7609 | 24.4474 | 28.0715 | 36.3565 | 44.5494 | 52.6502 | 60.6588 | 68.5753 | 78.0411 | 87.3966 | 96.6419 | 105.777 | 114.8017 | 119.8174 | 124.7993 | 129.7473 | 134.6615 | 139.5418 | 139.5418 | 139.5418 | 139.5418 | 139.5418 | 139.5418
Lct_BB010b | MW | SEPD | Leading the Way | Bridge of Dun | 0.224 | 0.33448 | 0.5186 | 0.96037 | 1.6672 | 2.5478 | 3.7253 | 5.0341 | 6.7602 | 8.8222 | 13.136 | 17.6765 | 23.0788 | 29.1227 | 34.8527 | 39.5786 | 42.3725 | 44.1834 | 46.225 | 46.8798 | 47.203 | 47.2476 | 47.2804 | 47.3018 | 47.3142 | 47.3142 | 47.3142 | 47.3142 | 47.3142 | 47.3142 | 47.3142 | 47.3142
Lct_BB011b | MW | SEPD | Leading the Way | Bridge of Dun | 0.039 | 0.0812 | 0.12941 | 0.26581 | 0.41151 | 0.58535 | 0.92399 | 1.4722 | 2.1583 | 2.6115 | 3.0967 | 3.6607 | 4.1054 | 4.5896 | 5.0894 | 5.558 | 5.9649 | 6.2824 | 6.5066 | 6.6364 | 6.7001 | 6.7276 | 6.7331 | 6.7435 | 6.7591 | 6.7816 | 6.8124 | 6.8124 | 6.8124 | 6.8124 | 6.8129 | 6.8808
Lct_BB012b | MW | SEPD | Leading the Way | Bridge of Dun | 0.714 | 0.7389 | 0.76452 | 0.81491 | 0.8678 | 0.91705 | 0.97519 | 1.0729 | 1.1884 | 1.3232 | 1.4773 | 1.6495 | 1.8896 | 2.1467 | 2.4017 | 2.6397 | 2.8441 | 3.0056 | 3.1229 | 3.1991 | 3.2441 | 3.2524 | 3.2588 | 3.2633 | 3.2662 | 3.2676 | 3.2676 | 3.2676 | 3.2676 | 3.2676 | 3.2676 | 3.2676
Lct_BB013b | MW | SEPD | Leading the Way | Bridge of Dun | 0 | 0.0083 | 0.01672 | 0.03414 | 0.05005 | 0.06693 | 0.10105 | 0.14993 | 0.20359 | 0.23065 | 0.25779 | 0.28804 | 0.32398 | 0.36047 | 0.39536 | 0.42545 | 0.44906 | 0.46488 | 0.47338 | 0.475 | 0.475 | 0.475 | 0.475 | 0.475 | 0.475 | 0.475 | 0.475 | 0.475 | 0.475 | 0.475 | 0.475 | 0.475
Lct_BB014 | Number | SEPD | Leading the Way | Bridge of Dun | 18.8678 | 19.0126 | 19.0202 | 19.1836 | 19.3545 | 19.3981 | 19.5659 | 19.6112 | 19.7165 | 19.8218 | 19.9271 | 20.0324 | 20.1377 | 20.2429 | 20.3482 | 20.4535 | 20.5588 | 20.6641 | 20.7694 | 20.8747 | 20.98 | 21.0853 | 21.1906 | 21.2959 | 21.4012 | 21.5065 | 21.6118 | 21.7171 | 21.8224 | 21.9277 | 22.033 | 22.1383
Other generation | MW | SEPD | Leading the Way | Bridge of Dun | 0 | 0 | 0 | 0 | 0 | 0 | 0 | 0 | 0 | 0 | 0 | 0 | 0 | 0 | 0 | 0 | 0 | 0 | 0 | 0 | 0 | 0 | 0 | 0 | 0 | 0 | 0 | 0 | 0 | 0 | 0 | 0
Srg_BB001 | MW | SEPD | Leading the Way | Bridge of Dun | 0 | 0.41966 | 0.55396 | 0.62579 | 0.70383 | 0.78409 | 1.3858 | 3.2372 | 3.7364 | 4.2775 | 4.8555 | 5.5572 | 5.654 | 5.7666 | 5.8782 | 5.9973 | 6.1945 | 6.4778 | 6.7781 | 7.0836 | 7.3958 | 7.7192 | 7.9997 | 8.2824 | 8.5631 | 8.8461 | 9.129 | 9.1695 | 9.2088 | 9.2468 | 9.2849 | 9.3214
Srg_BB002 | MW | SEPD | Leading the Way | Bridge of Dun | 0 | 0 | 0.025157 | 0.051129 | 0.078255 | 0.10714 | 0.13832 | 0.32996 | 0.4051 | 0.48706 | 0.58257 | 0.68657 | 0.83543 | 0.99576 | 1.1671 | 1.3493 | 1.5453 | 1.7075 | 1.8695 | 2.0401 | 2.218 | 2.4041 | 2.4833 | 2.5581 | 2.6271 | 2.6904 | 2.7336 | 2.7761 | 2.8132 | 2.845 | 2.8715 | 2.8975
Data centres (MW) | MW | SEPD | Leading the Way | Broadford | 0 | 0 | 0 | 0 | 0 | 0 | 0 | 0 | 0 | 0 | 0 | 0 | 0 | 0 | 0 | 0 | 0 | 0 | 0 | 0 | 0 | 0 | 0 | 0 | 0 | 0 | 0 | 0 | 0 | 0 | 0 | 0
Dem_BB001a | Number of homes (cumulative) | SEPD | Leading the Way | Broadford | 0 | 5 | 25 | 42 | 56 | 63 | 70 | 76 | 82 | 88 | 97 | 106 | 115 | 123 | 129 | 132 | 135 | 138.5018 | 142.0502 | 145.5333 | 147.9712 | 150.3928 | 151.6266 | 152.8186 | 152.9733 | 153.0961 | 153.1968 | 153.2789 | 153.3455 | 153.3938 | 153.426 | 153.4412
Dem_BB002b | Floorspace (m2) (cumulative) | SEPD | Leading the Way | Broadford | 0 | 0 | 3395 | 3540.5 | 3686 | 3831.5 | 9425.9 | 14937.375 | 15946.275 | 16955.175 | 17964.075 | 18972.975 | 19981.875 | 20845.275 | 21708.675 | 22118 | 22118 | 22118 | 22118 | 22118 | 22118 | 22118 | 22118 | 22118 | 22118 | 22118 | 22118 | 22118 | 22118 | 22118 | 22118 | 22118
Domestic direct electric heating | Number | SEPD | Leading the Way | Broadford | 1652.6177 | 1653.1553 | 1655.3167 | 1642.3572 | 1620.2881 | 1588.3615 | 1549.0873 | 1517.1154 | 1486.4235 | 1456.9752 | 1423.7466 | 1402.103 | 1399.73 | 1398.8327 | 1393.5279 | 1388.3603 | 1383.3472 | 1378.7718 | 1373.805 | 1369.1634 | 1364.5394 | 1360.1476 | 1355.9721 | 1352.0143 | 1347.9856 | 1343.9747 | 1339.9738 | 1335.992 | 1332.0036 | 1328.0389 | 1324.0936 | 1320.1753
Gas: Hydrogen peaking | MW | SEPD | Leading the Way | Broadford | 0 | 0 | 0 | 0 | 0 | 0 | 0 | 0 | 0 | 0 | 0 | 0 | 0 | 0 | 0 | 0 | 0 | 0 | 0 | 0 | 0 | 0 | 0 | 0 | 0 | 0 | 0 | 0 | 0 | 0 | 0 | 0
Gen_BB001 | MW | SEPD | Leading the Way | Broadford | 0 | 0 | 0 | 0 | 0 | 0 | 0 | 0 | 0 | 0 | 0 | 0 | 0 | 0 | 0 | 0 | 0 | 0 | 0 | 0 | 0 | 0 | 0 | 0 | 0 | 0 | 0 | 0 | 0 | 0 | 0 | 0
Gen_BB004 | MW | SEPD | Leading the Way | Broadford | 0 | 0 | 0 | 0 | 0 | 0 | 0 | 0 | 0 | 0 | 0 | 0 | 0 | 0 | 0 | 0 | 0 | 0 | 0 | 0 | 0 | 0 | 0 | 0 | 0 | 0 | 0 | 0 | 0 | 0 | 0 | 0
Gen_BB005 | MW | SEPD | Leading the Way | Broadford | 0 | 0 | 0 | 0 | 0 | 0 | 0 | 0 | 0 | 0 | 0 | 0 | 0 | 0 | 0 | 0 | 0 | 0 | 0 | 0 | 0 | 0 | 0 | 0 | 0 | 0 | 0 | 0 | 0 | 0 | 0 | 0
Gen_BB006 | MW | SEPD | Leading the Way | Broadford | 0 | 0 | 0 | 0 | 0 | 0 | 0 | 0 | 0 | 0 | 0 | 0 | 0 | 0 | 0 | 0 | 0 | 0 | 0 | 0 | 0 | 0 | 0 | 0 | 0 | 0 | 0 | 0 | 0 | 0 | 0 | 0
Gen_BB008 | MW | SEPD | Leading the Way | Broadford | 0 | 0 | 0 | 0 | 0 | 0 | 0 | 0 | 0 | 0 | 0 | 0 | 0 | 0 | 0 | 0 | 0 | 0 | 0 | 0 | 0 | 0 | 0 | 0 | 0 | 0 | 0 | 0 | 0 | 0 | 0 | 0
Gen_BB010 | MW | SEPD | Leading the Way | Broadford | 0 | 0 | 0 | 0 | 0 | 0 | 0 | 0 | 0 | 0 | 0 | 0 | 0 | 0 | 0 | 0 | 0 | 0 | 0 | 0 | 0 | 0 | 0 | 0 | 0 | 0 | 0 | 0 | 0 | 0 | 0 | 0
Gen_BB011 | MW | SEPD | Leading the Way | Broadford | 0 | 0 | 0 | 0 | 0 | 0 | 0 | 0 | 0 | 0 | 0 | 0 | 0 | 0 | 0 | 0 | 0 | 0 | 0 | 0 | 0 | 0 | 0 | 0 | 0 | 0 | 0 | 0 | 0 | 0 | 0 | 0
Gen_BB012 | MW | SEPD | Leading the Way | Broadford | 0 | 0.001245 | 0.00308 | 0.0052958 | 0.0080157 | 0.010867 | 0.014055 | 0.019662 | 0.024389 | 0.029416 | 0.033739 | 0.0375 | 0.040881 | 0.04398 | 0.046863 | 0.049575 | 0.056673 | 0.063076 | 0.069629 | 0.076222 | 0.082919 | 0.089727 | 0.09628 | 0.10246 | 0.10826 | 0.11246 | 0.11667 | 0.12048 | 0.12388 | 0.12688 | 0.12989 | 0.13291
Gen_BB013 | MW | SEPD | Leading the Way | Broadford | 0.58043 | 0.58187 | 0.58692 | 0.59321 | 0.6003 | 0.60588 | 0.61251 | 0.62126 | 0.6299 | 0.63981 | 0.65236 | 0.66537 | 0.67917 | 0.69372 | 0.70997 | 0.72789 | 0.80397 | 0.87674 | 0.9456 | 1.0172 | 1.0889 | 1.163 | 1.2365 | 1.3084 | 1.3757 | 1.4297 | 1.4835 | 1.5341 | 1.5813 | 1.6253 | 1.6692 | 1.7133
Gen_BB014 | MW | SEPD | Leading the Way | Broadford | 0 | 0 | 0 | 0 | 0 | 0 | 0 | 0 | 0 | 0 | 0 | 0 | 0 | 0 | 0 | 0 | 0 | 0 | 0 | 0 | 0 | 0 | 0 | 0 | 0 | 0 | 0 | 0 | 0 | 0 | 0 | 0
Gen_BB015 | MW | SEPD | Leading the Way | Broadford | 0 | 0 | 0 | 0 | 0 | 0 | 0 | 0 | 0 | 0.87955 | 1.8387 | 2.8118 | 4.2191 | 5.1815 | 6.229 | 7.3037 | 8.4041 | 9.5726 | 10.8132 | 12.1306 | 13.4441 | 14.787 | 16.1086 | 17.3456 | 18.5306 | 19.6513 | 20.7526 | 21.8427 | 22.9161 | 24.0314 | 25.1231 | 26.255
Gen_BB016 | MW | SEPD | Leading the Way | Broadford | 0.14213 | 0.14213 | 0.1433 | 0.14519 | 0.1483 | 0.16327 | 0.17254 | 0.18955 | 0.22075 | 0.27196 | 0.36187 | 0.45452 | 0.56729 | 0.66838 | 0.7694 | 0.91191 | 1.0169 | 1.1221 | 1.2066 | 1.2896 | 1.3712 | 1.4513 | 1.5299 | 1.6071 | 1.6827 | 1.7568 | 1.8292 | 1.9024 | 1.9763 | 2.051 | 2.1264 | 2.2026
Gen_BB017 | MW | SEPD | Leading the Way | Broadford | 0 | 0 | 0 | 0 | 0 | 0 | 0 | 0 | 0 | 0 | 0 | 0 | 0 | 0 | 0 | 0 | 0 | 0 | 0 | 0 | 0 | 0.15717 | 0.15717 | 0.15717 | 0.25084 | 0.25084 | 0.62555 | 0.62555 | 0.71923 | 0.85974 | 0.85974 | 0.85974
Gen_BB018 | MW | SEPD | Leading the Way | Broadford | 3.04 | 4.039 | 6.079 | 6.079 | 6.094 | 6.186 | 6.2181 | 6.276 | 6.3276 | 6.3854 | 6.4369 | 6.4947 | 6.5463 | 6.6042 | 6.662 | 6.7135 | 6.7714 | 6.819 | 6.8696 | 6.9105 | 6.955 | 6.997 | 7.0302 | 7.0678 | 7.1035 | 7.1313 | 7.1638 | 7.195 | 7.225 | 7.2475 | 7.2754 | 7.3025
Hydrogen electrolysis | MW | SEPD | Leading the Way | Broadford | 0 | 0 | 0 | 0 | 0 | 0 | 0 | 0 | 0 | 0 | 0 | 0 | 0 | 0 | 0 | 0 | 0 | 0 | 0 | 0 | 0 | 0 | 0 | 0 | 0 | 0 | 0 | 0 | 0 | 0 | 0 | 0
Lct_BB001 | Number | SEPD | Leading the Way | Broadford | 21.4317 | 35.5196 | 63.6949 | 128.161 | 219.0175 | 355.0443 | 524.6625 | 718.2454 | 949.6091 | 1235.5646 | 1716.2223 | 2240.6655 | 2774.3862 | 3321.9863 | 3873.36 | 4423.4917 | 4875.3294 | 5224.8696 | 5473.7768 | 5630.3939 | 5717.7127 | 5658.1509 | 5580.9203 | 5482.47 | 5366.9094 | 5215.3081 | 5038.6112 | 4838.6602 | 4614.9161 | 4365.3665 | 4087.9445 | 3783.3279
Lct_BB003 | Number | SEPD | Leading the Way | Broadford | 0 | 0 | 0 | 0 | 0 | 0 | 0 | 0 | 0 | 0 | 0 | 0 | 0 | 0 | 0 | 0 | 0 | 0 | 0 | 0 | 0 | 0 | 0 | 0 | 0 | 0 | 0 | 0 | 0 | 0 | 0 | 0
Lct_BB005 | Number | SEPD | Leading the Way | Broadford | 369.2014 | 394.9059 | 399.7895 | 458.2879 | 625.1339 | 781.9651 | 962.4145 | 1118.1021 | 1353.4051 | 1591.8851 | 1855.0338 | 2254.7312 | 2435.345 | 2610.8141 | 2781.5437 | 2948.0556 | 3110.5865 | 3197.1415 | 3278.6571 | 3376.3117 | 3424.4446 | 3472.274 | 3496.9864 | 3522.9625 | 3570.4273 | 3619.2717 | 3669.1414 | 3681.1414 | 3693.1414 | 3705.1414 | 3717.1414 | 3729.1414
Lct_BB006 | Number | SEPD | Leading the Way | Broadford | 0 | 0 | 0 | 0 | 0 | 0 | 0 | 0 | 0 | 0 | 0 | 0 | 0 | 0 | 0 | 0 | 0 | 0 | 0 | 0 | 0 | 0 | 0 | 0 | 0 | 0 | 0 | 0 | 0 | 0 | 0 | 0
Lct_BB007 | Number | SEPD | Leading the Way | Broadford | 0 | 0 | 0 | 0 | 0 | 0 | 0 | 0 | 0 | 0 | 0 | 0 | 0 | 0 | 0 | 0 | 0 | 0 | 0 | 0 | 0 | 0 | 0 | 0 | 0 | 0 | 0 | 0 | 0 | 0 | 0 | 0
Lct_BB008 | Number | SEPD | Leading the Way | Broadford | 0 | 0 | 0 | 0 | 0 | 0 | 0 | 0 | 0 | 0 | 0 | 0 | 0 | 0 | 0 | 0 | 0 | 0 | 0 | 0 | 0 | 0 | 0 | 0 | 0 | 0 | 0 | 0 | 0 | 0 | 0 | 0
Lct_BB010b | MW | SEPD | Leading the Way | Broadford | 0.077 | 0.1246 | 0.2534 | 0.5264 | 0.9184 | 1.4546 | 2.0972 | 2.8952 | 3.9214 | 5.1016 | 7.2909 | 9.4461 | 11.8829 | 15.3877 | 19.8028 | 23.5539 | 25.1466 | 25.7506 | 25.9203 | 25.9916 | 26.0784 | 26.0798 | 26.0808 | 26.0815 | 26.0818 | 26.0818 | 26.0818 | 26.0818 | 26.0818 | 26.0818 | 26.0818 | 26.0818
Lct_BB011b | MW | SEPD | Leading the Way | Broadford | 0 | 0.0053 | 0.02142 | 0.04859 | 0.08059 | 0.11713 | 0.16744 | 0.22796 | 0.30096 | 0.37405 | 0.45616 | 0.54827 | 0.66232 | 0.78509 | 0.90737 | 1.0207 | 1.1162 | 1.1889 | 1.2381 | 1.2654 | 1.2763 | 1.2774 | 1.2776 | 1.278 | 1.2787 | 1.2796 | 1.2809 | 1.2809 | 1.2809 | 1.2809 | 1.2809 | 1.2836
Lct_BB012b | MW | SEPD | Leading the Way | Broadford | 0.38 | 0.3823 | 0.38609 | 0.39122 | 0.39536 | 0.39709 | 0.39782 | 0.40834 | 0.42084 | 0.4361 | 0.45324 | 0.47202 | 0.49813 | 0.52531 | 0.55123 | 0.5742 | 0.59268 | 0.60594 | 0.61417 | 0.61791 | 0.61831 | 0.61831 | 0.61831 | 0.61831 | 0.61831 | 0.61831 | 0.61831 | 0.61831 | 0.61831 | 0.61831 | 0.61831 | 0.61831
Lct_BB013b | MW | SEPD | Leading the Way | Broadford | 0 | 0.0045 | 0.00901 | 0.0184 | 0.02697 | 0.03607 | 0.05446 | 0.08081 | 0.10974 | 0.12433 | 0.13896 | 0.15528 | 0.17466 | 0.19433 | 0.21313 | 0.22936 | 0.24209 | 0.25062 | 0.2552 | 0.25607 | 0.25607 | 0.25607 | 0.25607 | 0.25607 | 0.25607 | 0.25607 | 0.25607 | 0.25607 | 0.25607 | 0.25607 | 0.25607 | 0.25607
Lct_BB014 | Number | SEPD | Leading the Way | Broadford | 3.7784 | 3.8074 | 3.8089 | 3.8416 | 3.8758 | 3.8845 | 3.9181 | 3.9272 | 3.9483 | 3.9694 | 3.9905 | 4.0116 | 4.0326 | 4.0537 | 4.0748 | 4.0959 | 4.117 | 4.1381 | 4.1592 | 4.1802 | 4.2013 | 4.2224 | 4.2435 | 4.2646 | 4.2857 | 4.3068 | 4.3278 | 4.3489 | 4.37 | 4.3911 | 4.4122 | 4.4333
Other generation | MW | SEPD | Leading the Way | Broadford | 0 | 0 | 0 | 0 | 0 | 0 | 0 | 0 | 0 | 0 | 0 | 0 | 0 | 0 | 0 | 0 | 0 | 0 | 0 | 0 | 0 | 0 | 0 | 0 | 0 | 0 | 0 | 0 | 0 | 0 | 0 | 0
Srg_BB001 | MW | SEPD | Leading the Way | Broadford | 0 | 0.035217 | 0.046486 | 0.050712 | 0.054938 | 0.059164 | 0.10565 | 0.39049 | 0.5725 | 0.76032 | 0.95407 | 1.1598 | 2.1109 | 3.0643 | 4.0184 | 4.9741 | 5.943 | 6.3912 | 6.8449 | 7.3026 | 7.7649 | 8.2332 | 8.3581 | 8.4845 | 8.6111 | 8.7388 | 8.8672 | 8.879 | 8.8909 | 8.9026 | 8.9147 | 8.9267
Srg_BB002 | MW | SEPD | Leading the Way | Broadford | 0 | 0 | 0.011402 | 0.023023 | 0.034962 | 0.047449 | 0.060649 | 0.13859 | 0.16803 | 0.19882 | 0.23329 | 0.26946 | 0.31949 | 0.3717 | 0.42589 | 0.4819 | 0.54467 | 0.59828 | 0.65333 | 0.71275 | 0.77612 | 0.84378 | 0.87306 | 0.90115 | 0.9274 | 0.95166 | 0.96836 | 0.9849 | 0.99942 | 1.0119 | 1.0223 | 1.0327
Data centres (MW) | MW | SEPD | Leading the Way | Brora | 0 | 0 | 0 | 0 | 0 | 0 | 0 | 0 | 0 | 0 | 0 | 0 | 0 | 0 | 0 | 0 | 0 | 0 | 0 | 0 | 0 | 0 | 0 | 0 | 0 | 0 | 0 | 0 | 0 | 0 | 0 | 0
Dem_BB001a | Number of homes (cumulative) | SEPD | Leading the Way | Brora | 0 | 16 | 32 | 42 | 45 | 64 | 70 | 76 | 81 | 84 | 87 | 90 | 92 | 94 | 95 | 96 | 96 | 96.3946 | 96.8258 | 97.2057 | 97.55 | 97.8718 | 98.0503 | 98.1969 | 98.315 | 98.4088 | 98.4856 | 98.5483 | 98.5991 | 98.6361 | 98.6606 | 98.6722
Dem_BB002b | Floorspace (m2) (cumulative) | SEPD | Leading the Way | Brora | 0 | 0 | 5079.9 | 10497.61 | 16348.6533 | 22633.03 | 26936.54 | 31228 | 33189.66 | 35151.32 | 37112.98 | 39074.64 | 40602.9667 | 41480.25 | 41924.2 | 42136 | 42136 | 42136 | 42136 | 42136 | 42136 | 42136 | 42136 | 42136 | 42136 | 42136 | 42136 | 42136 | 42136 | 42136 | 42136 | 42136
Domestic direct electric heating | Number | SEPD | Leading the Way | Brora | 1400.3566 | 1402.0818 | 1403.8112 | 1381.4159 | 1343.9677 | 1298.1559 | 1238.5809 | 1191.5802 | 1146.2355 | 1102.3496 | 1059.222 | 1028.7266 | 1026.5486 | 1025.7361 | 1017.7842 | 1010.2095 | 1002.6122 | 995.3788 | 987.8916 | 980.5633 | 973.4881 | 966.576 | 959.9043 | 953.2955 | 946.9316 | 940.6073 | 934.3211 | 928.0883 | 921.8771 | 915.7142 | 909.5966 | 903.5301
Gas: Hydrogen peaking | MW | SEPD | Leading the Way | Brora | 0 | 0 | 0 | 0 | 0 | 0 | 0 | 0 | 0 | 0 | 0 | 0 | 0 | 0 | 0 | 0 | 0 | 0 | 0 | 0 | 0 | 0 | 0 | 0 | 0 | 0 | 0 | 0 | 0 | 0 | 0 | 0 | End
Gen_BB001 | MW | SEPD | Leading the Way | Brora | 0 | 0 | 0 | 0 | 0 | 0 | 0 | 0 | 0 | 0 | 0 | 0 | 0 | 0 | 0 | 0 | 0 | 0 | 0 | 0 | 0 | 0 | 0 | 0 | 0 | 0 | 0 | 0 | 0 | 0 | 0 | 0 | End
Gen_BB004 | MW | SEPD | Leading the Way | Brora | 0 | 0 | 0 | 0 | 0 | 0 | 0 | 0 | 0 | 0 | 0 | 0 | 0 | 0 | 0 | 0 | 0 | 0 | 0 | 0 | 0 | 0 | 0 | 0 | 0 | 0 | 0 | 0 | 0 | 0 | 0 | 0 | End
Gen_BB005 | MW | SEPD | Leading the Way | Brora | 0 | 0 | 0 | 0 | 0 | 0 | 0 | 0 | 0 | 0 | 0 | 0 | 0 | 0 | 0 | 0 | 0 | 0 | 0 | 0 | 0 | 0 | 0 | 0 | 0 | 0 | 0 | 0 | 0 | 0 | 0 | 0 | End
Gen_BB006 | MW | SEPD | Leading the Way | Brora | 0 | 0 | 0 | 0 | 0 | 0 | 0 | 0 | 0 | 0 | 0 | 0 | 0 | 0 | 0 | 0 | 0 | 0 | 0 | 0 | 0 | 0 | 0 | 0 | 0 | 0 | 0 | 0 | 0 | 0 | 0 | 0 | End
Gen_BB008 | MW | SEPD | Leading the Way | Brora | 0 | 0 | 0 | 0 | 0 | 0 | 0 | 0 | 0 | 0 | 0 | 0 | 0 | 0 | 0 | 0 | 0 | 0 | 0 | 0 | 0 | 0 | 0 | 0 | 0 | 0 | 0 | 0 | 0 | 0 | 0 | 0 | End
Gen_BB010 | MW | SEPD | Leading the Way | Brora | 0 | 0 | 0 | 0 | 0 | 0 | 0 | 0 | 0 | 0 | 0 | 0 | 0 | 0 | 0 | 0 | 0 | 0 | 0 | 0 | 0 | 0 | 0 | 0 | 0 | 0 | 0 | 0 | 0 | 0 | 0 | 0 | End
Gen_BB011 | MW | SEPD | Leading the Way | Brora | 0 | 0 | 0 | 0 | 0 | 0 | 0 | 0 | 0 | 0 | 0 | 0 | 0 | 0 | 0 | 0 | 0 | 0 | 0 | 0 | 0 | 0 | 0 | 0 | 0 | 0 | 0 | 0 | 0 | 0 | 0 | 0 | End
Gen_BB012 | MW | SEPD | Leading the Way | Brora | 0.06 | 0.061499 | 0.063724 | 0.066439 | 0.069815 | 0.073411 | 0.077507 | 0.084933 | 0.091455 | 0.098701 | 0.10524 | 0.1112 | 0.11677 | 0.12205 | 0.12713 | 0.13204 | 0.13924 | 0.14563 | 0.15207 | 0.15848 | 0.16491 | 0.17138 | 0.17756 | 0.18337 | 0.18881 | 0.19278 | 0.19675 | 0.20035 | 0.20359 | 0.20647 | 0.20936 | 0.21225 | End
Gen_BB013 | MW | SEPD | Leading the Way | Brora | 0.69665 | 0.7015 | 0.70915 | 0.71778 | 0.72645 | 0.74356 | 0.75715 | 0.7806 | 0.80282 | 0.82786 | 0.85271 | 0.87737 | 0.90142 | 0.92859 | 0.95718 | 0.98925 | 1.051 | 1.1097 | 1.1654 | 1.2219 | 1.2807 | 1.3406 | 1.4004 | 1.4572 | 1.5131 | 1.5581 | 1.603 | 1.6452 | 1.6847 | 1.7215 | 1.7584 | 1.7952 | End
Gen_BB014 | MW | SEPD | Leading the Way | Brora | 0 | 0 | 0 | 0 | 0 | 0 | 0 | 0 | 0 | 0 | 0 | 0 | 0 | 0 | 0 | 0 | 0 | 0 | 0 | 0 | 0 | 0 | 0 | 0 | 0 | 0 | 0 | 0 | 0 | 0 | 0 | 0 | End
Gen_BB015 | MW | SEPD | Leading the Way | Brora | 0 | 0 | 0 | 0 | 0 | 0 | 0 | 0 | 0 | 0.70217 | 1.4679 | 2.2448 | 3.3683 | 4.1366 | 4.9728 | 5.8308 | 6.7093 | 7.642 | 8.6325 | 9.6842 | 10.7328 | 11.8049 | 12.8599 | 13.8475 | 14.7935 | 15.6882 | 16.5673 | 17.4376 | 18.2945 | 19.1849 | 20.0565 | 20.9601 | End
Gen_BB016 | MW | SEPD | Leading the Way | Brora | 0.11346 | 0.11346 | 0.1144 | 0.11591 | 0.11839 | 0.13034 | 0.13774 | 0.15132 | 0.17623 | 0.21711 | 0.28889 | 0.36285 | 0.45288 | 0.53358 | 0.61423 | 0.728 | 0.81186 | 0.89581 | 0.96324 | 1.0295 | 1.0947 | 1.1586 | 1.2214 | 1.283 | 1.3433 | 1.4025 | 1.4603 | 1.5187 | 1.5778 | 1.6374 | 1.6976 | 1.7584 | End
Gen_BB017 | MW | SEPD | Leading the Way | Brora | 0 | 0 | 0 | 0 | 0 | 0 | 0 | 0 | 0 | 0 | 0 | 0 | 0 | 0 | 0 | 0 | 0 | 0 | 0 | 0 | 0 | 0 | 0 | 0 | 0 | 0 | 0 | 0 | 0 | 0 | 0 | 0 | End
Gen_BB018 | MW | SEPD | Leading the Way | Brora | 0.994 | 0.994 | 0.994 | 0.994 | 0.99533 | 1.0035 | 1.0063 | 1.0115 | 1.0161 | 1.0212 | 1.0258 | 1.0309 | 1.0355 | 1.0406 | 1.0457 | 1.0503 | 1.0554 | 1.0597 | 1.0642 | 1.0678 | 1.0717 | 1.0755 | 1.0784 | 1.0817 | 1.0849 | 1.0874 | 1.0903 | 1.093 | 1.0957 | 1.0977 | 1.1002 | 1.1026 | End
Hydrogen electrolysis | MW | SEPD | Leading the Way | Brora | 0 | 0 | 0 | 0 | 0 | 0 | 0 | 0 | 0 | 0 | 0 | 0 | 0 | 0 | 0 | 0 | 0 | 0 | 0 | 0 | 0 | 0 | 0 | 0 | 0 | 0 | 0 | 0 | 0 | 0 | 0 | 0 | End
Lct_BB001 | Number | SEPD | Leading the Way | Brora | 14.5451 | 24.119 | 43.352 | 87.5322 | 149.9419 | 256.107 | 384.1646 | 528.0266 | 696.5359 | 900.8347 | 1320.3494 | 1787.8409 | 2265.5576 | 2758.7872 | 3256.1809 | 3752.2128 | 4143.0164 | 4448.0094 | 4668.4079 | 4810.5808 | 4893.8886 | 4851.8814 | 4794.5268 | 4718.7335 | 4627.909 | 4505.8676 | 4361.7445 | 4196.9865 | 4011.1415 | 3802.3175 | 3568.6145 | 3309.491 | End
Lct_BB003 | Number | SEPD | Leading the Way | Brora | 0 | 0 | 0 | 0 | 0 | 0 | 0 | 0 | 0 | 0 | 0 | 0 | 0 | 0 | 0 | 0 | 0 | 0 | 0 | 0 | 0 | 0 | 0 | 0 | 0 | 0 | 0 | 0 | 0 | 0 | 0 | 0 | End
Lct_BB005 | Number | SEPD | Leading the Way | Brora | 129.9572 | 153.283 | 157.5149 | 208.821 | 350.7615 | 489.5073 | 636.4584 | 766.275 | 960.55 | 1158.5275 | 1377.695 | 1734.8174 | 1892.7761 | 2047.6441 | 2198.3084 | 2345.2501 | 2487.2412 | 2562.1284 | 2632.9799 | 2717.2402 | 2759.5631 | 2801.3328 | 2821.9219 | 2842.5692 | 2883.5407 | 2925.6784 | 2968.7613 | 2978.3613 | 2987.9613 | 2997.5613 | 3007.1613 | 3016.7613 | End
Lct_BB006 | Number | SEPD | Leading the Way | Brora | 0 | 0 | 0 | 0 | 0 | 0 | 0 | 0 | 0 | 0 | 0 | 0 | 0 | 0 | 0 | 0 | 0 | 0 | 0 | 0 | 0 | 0 | 0 | 0 | 0 | 0 | 0 | 0 | 0 | 0 | 0 | 0 | End
Lct_BB007 | Number | SEPD | Leading the Way | Brora | 0 | 0 | 0 | 0 | 0 | 0 | 0 | 0 | 0 | 0 | 0 | 0 | 0 | 0 | 0 | 0 | 0 | 0 | 0 | 0 | 0 | 0 | 0 | 0 | 0 | 0 | 0 | 0 | 0 | 0 | 0 | 0 | End
Lct_BB008 | Number | SEPD | Leading the Way | Brora | 0 | 0 | 0 | 0 | 0 | 0 | 0 | 0 | 0 | 0 | 0 | 0 | 0 | 0 | 0 | 0 | 0 | 0 | 0 | 0 | 0 | 0 | 0 | 0 | 0 | 0 | 0 | 0 | 0 | 0 | 0 | 0 | End
Lct_BB010b | MW | SEPD | Leading the Way | Brora | 0.092 | 0.1018 | 0.1718 | 0.3748 | 0.61 | 0.974 | 1.3982 | 1.9638 | 2.5994 | 3.3862 | 5.2555 | 7.1383 | 9.2939 | 11.8971 | 14.824 | 17.3741 | 18.9767 | 19.8905 | 20.7677 | 20.9252 | 21.0241 | 21.0254 | 21.0263 | 21.0268 | 21.0272 | 21.0272 | 21.0272 | 21.0272 | 21.0272 | 21.0272 | 21.0272 | 21.0272 | End
Lct_BB011b | MW | SEPD | Leading the Way | Brora | 0 | 0.0041 | 0.0139 | 0.03068 | 0.05117 | 0.07408 | 0.10256 | 0.13241 | 0.16737 | 0.20996 | 0.25845 | 0.31254 | 0.38741 | 0.46791 | 0.54721 | 0.62067 | 0.6822 | 0.72873 | 0.7601 | 0.77738 | 0.78417 | 0.78417 | 0.78417 | 0.78417 | 0.78417 | 0.78417 | 0.78417 | 0.78417 | 0.78417 | 0.78417 | 0.78417 | 0.78417 | End
Lct_BB012b | MW | SEPD | Leading the Way | Brora | 0.249 | 0.2519 | 0.25506 | 0.26019 | 0.26475 | 0.2676 | 0.26994 | 0.27963 | 0.29117 | 0.30543 | 0.32174 | 0.33991 | 0.36559 | 0.39299 | 0.42005 | 0.44522 | 0.46673 | 0.48371 | 0.49603 | 0.50409 | 0.50881 | 0.51071 | 0.51218 | 0.51322 | 0.51388 | 0.5142 | 0.5142 | 0.5142 | 0.5142 | 0.5142 | 0.5142 | 0.5142 | End
Lct_BB013b | MW | SEPD | Leading the Way | Brora | 0 | 0.0028 | 0.00568 | 0.0116 | 0.017 | 0.02274 | 0.03433 | 0.05094 | 0.06917 | 0.07836 | 0.08758 | 0.09786 | 0.11007 | 0.12247 | 0.13432 | 0.14454 | 0.15256 | 0.15794 | 0.16083 | 0.16138 | 0.16138 | 0.16138 | 0.16138 | 0.16138 | 0.16138 | 0.16138 | 0.16138 | 0.16138 | 0.16138 | 0.16138 | 0.16138 | 0.16138 | End
Lct_BB014 | Number | SEPD | Leading the Way | Brora | 2.3855 | 2.4038 | 2.4047 | 2.4254 | 2.447 | 2.4525 | 2.4737 | 2.4794 | 2.4927 | 2.5061 | 2.5194 | 2.5327 | 2.546 | 2.5593 | 2.5726 | 2.5859 | 2.5992 | 2.6126 | 2.6259 | 2.6392 | 2.6525 | 2.6658 | 2.6791 | 2.6924 | 2.7057 | 2.7191 | 2.7324 | 2.7457 | 2.759 | 2.7723 | 2.7856 | 2.7989 | End
Other generation | MW | SEPD | Leading the Way | Brora | 0 | 0 | 0 | 0 | 0 | 0 | 0 | 0 | 0 | 0 | 0 | 0 | 0 | 0 | 0 | 0 | 0 | 0 | 0 | 0 | 0 | 0 | 0 | 0 | 0 | 0 | 0 | 0 | 0 | 0 | 0 | 0 | End
Srg_BB001 | MW | SEPD | Leading the Way | Brora | 0 | 0.036684 | 0.048423 | 0.052825 | 0.057227 | 0.061629 | 0.11005 | 0.25092 | 0.28467 | 0.32374 | 0.36823 | 0.42295 | 0.43118 | 0.44123 | 0.45175 | 0.46367 | 0.48603 | 0.51982 | 0.55808 | 0.59946 | 0.64447 | 0.69433 | 0.72657 | 0.76003 | 0.79363 | 0.8282 | 0.8632 | 0.87267 | 0.88211 | 0.8915 | 0.90116 | 0.91068 | End
Srg_BB002 | MW | SEPD | Leading the Way | Brora | 0 | 0 | 0.013787 | 0.027916 | 0.042535 | 0.057945 | 0.074386 | 0.17322 | 0.2112 | 0.25169 | 0.29792 | 0.3473 | 0.41677 | 0.49044 | 0.56806 | 0.64945 | 0.73722 | 0.80999 | 0.88279 | 0.95956 | 1.0397 | 1.1237 | 1.1595 | 1.1933 | 1.2245 | 1.2532 | 1.2727 | 1.292 | 1.3088 | 1.3232 | 1.3353 | 1.3471
Data centres (MW) | MW | SEPD | Leading the Way | Burghmuir | 0 | 0 | 0 | 0 | 0 | 0 | 0 | 0 | 0 | 0 | 0 | 0 | 0 | 0 | 0 | 0 | 0 | 0 | 0 | 0 | 0 | 0 | 0 | 0 | 0 | 0 | 0 | 0 | 0 | 0 | 0 | 0 | End
Dem_BB001a | Number of homes (cumulative) | SEPD | Leading the Way | Burghmuir | 0 | 244.5981 | 422.5493 | 630.9527 | 864.3952 | 1131.774 | 1381.6449 | 1657.4794 | 1916.1755 | 2186.0981 | 2464.7462 | 2758.9998 | 3041.0779 | 3322.2445 | 3576.4969 | 3831.2296 | 4066.2296 | 4282.4238 | 4671.8213 | 5068.9338 | 5474.8483 | 5891.4674 | 6062.3653 | 6219.1029 | 6361.6969 | 6493.1687 | 6613.5554 | 6723.8708 | 6825.1264 | 6901.3121 | 6952.4355 | 6977.494 | End
Dem_BB002b | Floorspace (m2) (cumulative) | SEPD | Leading the Way | Burghmuir | 0 | 19435.2823 | 50383.5081 | 75280.1008 | 127106.4315 | 183170.8333 | 232707.0565 | 282173.2056 | 340798.6761 | 389948.4677 | 416461.3306 | 445053.9315 | 470346.5323 | 490597.957 | 516097.2984 | 536474.5565 | 551712.2312 | 557683.4677 | 561291.6331 | 564620.0605 | 567518.75 | 570137.7016 | 572476.9153 | 573786.3911 | 574316.129 | 574316.129 | 574316.129 | 574316.129 | 574316.129 | 574316.129 | 574316.129 | 574316.129 | End
Domestic direct electric heating | Number | SEPD | Leading the Way | Burghmuir | 4364.7318 | 4391.196 | 4410.4163 | 4389.8604 | 4328.8486 | 4235.0174 | 4100.3493 | 3966.289 | 3828.5423 | 3695.0719 | 3565.2793 | 3481.545 | 3403.6454 | 3380.454 | 3377.3227 | 3375.8089 | 3374.6943 | 3371.6799 | 3385.66 | 3400.2308 | 3414.95 | 3430.4286 | 3423.5118 | 3415.4184 | 3406.0856 | 3395.9877 | 3384.729 | 3372.3047 | 3358.6446 | 3342.8917 | 3325.0199 | 3305.1464 | End
Gas: Hydrogen peaking | MW | SEPD | Leading the Way | Burghmuir | 0 | 0 | 0 | 0 | 0 | 0 | 0 | 0 | 0 | 0 | 0 | 0 | 0 | 0 | 0 | 0 | 0 | 0 | 0 | 0 | 0 | 0 | 0 | 0 | 0 | 0 | 0 | 0 | 0 | 0 | 0 | 0 | End
Gen_BB001 | MW | SEPD | Leading the Way | Burghmuir | 0 | 0 | 0 | 0 | 0 | 0 | 0 | 0 | 0 | 0 | 0 | 0 | 0 | 0 | 0 | 0 | 0 | 0 | 0 | 0 | 0 | 0 | 0 | 0 | 0 | 0 | 0 | 0 | 0 | 0 | 0 | 0 | End
Gen_BB004 | MW | SEPD | Leading the Way | Burghmuir | 0 | 0 | 0 | 0.18 | 0.26469 | 0.26469 | 0.26469 | 0.26469 | 0.26469 | 0.26469 | 0.34537 | 0.43096 | 0.51597 | 0.6041 | 0.69192 | 0.77976 | 0.86303 | 0.94732 | 1.034 | 1.1231 | 1.211 | 1.2926 | 1.2926 | 1.2926 | 1.2926 | 1.2926 | 1.3735 | 1.4573 | 1.5413 | 1.6257 | 1.7131 | 1.8029 | End
Gen_BB005 | MW | SEPD | Leading the Way | Burghmuir | 0 | 0 | 0 | 0 | 0 | 0 | 0 | 0 | 0 | 0 | 0 | 0 | 0 | 0 | 0 | 0 | 0 | 0 | 0 | 0 | 0 | 0 | 0 | 0 | 0 | 0 | 0 | 0 | 0 | 0 | 0 | 0 | End
Gen_BB006 | MW | SEPD | Leading the Way | Burghmuir | 0 | 0 | 0 | 0 | 0 | 0 | 0 | 0 | 0 | 0 | 0 | 0 | 0 | 0 | 0 | 0 | 0 | 0 | 0 | 0 | 0 | 0 | 0 | 0 | 0 | 0 | 0 | 0 | 0 | 0 | 0 | 0 | End
Gen_BB008 | MW | SEPD | Leading the Way | Burghmuir | 0 | 0 | 0 | 0 | 0 | 0 | 0 | 0 | 0 | 0 | 0 | 0 | 0 | 0 | 0 | 0 | 0 | 0 | 0 | 0 | 0 | 0 | 0 | 0 | 0 | 0 | 0 | 0 | 0 | 0 | 0 | 0 | End
Gen_BB010 | MW | SEPD | Leading the Way | Burghmuir | 0 | 0 | 0 | 0 | 0 | 0 | 0 | 0 | 0 | 0 | 0 | 0 | 0 | 0 | 0 | 0 | 0 | 0 | 0 | 0 | 0 | 0 | 0 | 0 | 0 | 0 | 0 | 0 | 0 | 0 | 0 | 0 | End
Gen_BB011 | MW | SEPD | Leading the Way | Burghmuir | 0 | 0 | 0 | 0 | 0 | 0 | 0 | 0 | 0 | 0 | 0 | 0 | 0 | 0 | 0 | 0 | 0 | 0 | 0 | 0 | 0 | 0 | 0 | 0 | 0 | 0 | 0 | 0 | 0 | 0 | 0 | 0 | End
Gen_BB012 | MW | SEPD | Leading the Way | Burghmuir | 0.27895 | 0.43454 | 1.8199 | 1.8228 | 1.8322 | 1.8467 | 1.8642 | 2.162 | 2.457 | 2.8094 | 3.2097 | 3.6566 | 4.2043 | 4.8022 | 5.3569 | 5.9328 | 6.5387 | 7.1772 | 7.7372 | 8.2192 | 8.5512 | 8.7688 | 8.9831 | 9.1964 | 9.5933 | 9.9815 | 10.3699 | 10.7195 | 11.0304 | 11.3028 | 11.5388 | 11.7383 | End
Gen_BB013 | MW | SEPD | Leading the Way | Burghmuir | 1.6474 | 1.7044 | 1.7849 | 1.9014 | 2.0622 | 2.2675 | 2.5036 | 2.8729 | 3.2434 | 3.6822 | 4.1432 | 4.6328 | 5.125 | 5.6325 | 6.1358 | 6.6507 | 7.17 | 7.6499 | 8.308 | 8.9807 | 9.6684 | 10.3715 | 10.8236 | 11.2531 | 11.6584 | 12.0112 | 12.3541 | 12.6766 | 12.98 | 13.2468 | 13.4876 | 13.7011 | End
Gen_BB014 | MW | SEPD | Leading the Way | Burghmuir | 0 | 0 | 0 | 0 | 0 | 0 | 0 | 0 | 0 | 0 | 0 | 0 | 0 | 0 | 0 | 0 | 0 | 0 | 0 | 0 | 0 | 0 | 0 | 0 | 0 | 0 | 0 | 0 | 0 | 0 | 0 | 0 | End
Gen_BB015 | MW | SEPD | Leading the Way | Burghmuir | 0 | 0 | 0 | 0 | 0 | 0 | 0 | 0 | 0 | 0.39734 | 0.83064 | 1.2703 | 1.906 | 2.3408 | 2.814 | 3.2995 | 3.7966 | 4.3244 | 4.8849 | 5.48 | 6.0734 | 6.68 | 7.2771 | 7.8359 | 8.3712 | 8.8775 | 9.375 | 9.8675 | 10.3524 | 10.8562 | 11.3494 | 11.8607 | End
Gen_BB016 | MW | SEPD | Leading the Way | Burghmuir | 0.064206 | 0.064206 | 0.064734 | 0.065588 | 0.066994 | 0.073757 | 0.077944 | 0.085628 | 0.099724 | 0.12286 | 0.16348 | 0.20533 | 0.25627 | 0.30194 | 0.34758 | 0.41195 | 0.45941 | 0.50692 | 0.54507 | 0.58258 | 0.61943 | 0.65561 | 0.69114 | 0.72599 | 0.76015 | 0.79361 | 0.82635 | 0.85941 | 0.89281 | 0.92654 | 0.9606 | 0.99501 | End
Gen_BB017 | MW | SEPD | Leading the Way | Burghmuir | 0 | 0 | 0 | 0 | 0 | 0 | 0 | 0 | 0 | 0 | 0 | 0 | 0 | 0 | 0 | 0 | 0 | 0 | 0 | 0 | 0 | 0 | 0 | 0 | 0 | 0 | 0 | 0 | 0 | 0 | 0 | 0 | End
Gen_BB018 | MW | SEPD | Leading the Way | Burghmuir | 1.3 | 1.3 | 1.3 | 1.3 | 1.3044 | 1.3313 | 1.3407 | 1.3577 | 1.3728 | 1.3897 | 1.4048 | 1.4217 | 1.4368 | 1.4538 | 1.4707 | 1.4858 | 1.5027 | 1.5167 | 1.5315 | 1.5435 | 1.5565 | 1.5688 | 1.5785 | 1.5895 | 1.6 | 1.6081 | 1.6176 | 1.6268 | 1.6355 | 1.6421 | 1.6503 | 1.6582 | End
Hydrogen electrolysis | MW | SEPD | Leading the Way | Burghmuir | 0 | 0 | 0 | 0 | 0 | 0 | 0 | 0 | 0 | 0 | 0 | 0 | 0 | 0 | 0 | 0 | 0 | 0 | 0 | 0 | 0 | 0 | 0 | 0 | 0 | 0 | 0 | 0 | 0 | 0 | 0 | 0 | End
Lct_BB001 | Number | SEPD | Leading the Way | Burghmuir | 70.286 | 116.8417 | 209.8475 | 427.5827 | 739.8069 | 1395.6402 | 2141.9366 | 2953.2964 | 3866.9551 | 4928.3221 | 6412.8685 | 8352.4183 | 10388.9992 | 12572.3631 | 14794.8589 | 17005.0083 | 18932.2718 | 20493.6556 | 21683.4208 | 22522.8539 | 23094.0403 | 23080.3251 | 22989.8533 | 22806.8766 | 22546.5248 | 22129.0308 | 21596.1305 | 20951.8462 | 20192.0316 | 19304.9105 | 18278.0451 | 17090.476 | End
Lct_BB003 | Number | SEPD | Leading the Way | Burghmuir | 0 | 0 | 0 | 0 | 0 | 0 | 0 | 0 | 0 | 0 | 0 | 0 | 0 | 0 | 0 | 0 | 0 | 0 | 0 | 0 | 0 | 0 | 0 | 0 | 0 | 0 | 0 | 0 | 0 | 0 | 0 | 0 | End
Lct_BB005 | Number | SEPD | Leading the Way | Burghmuir | 150.83 | 260.4988 | 295.5926 | 698.2022 | 1423.2814 | 2179.7465 | 2880.8975 | 3834.2121 | 4958.8104 | 6117.5347 | 7411.0737 | 8487.3871 | 9212.001 | 9943.8435 | 10673.7212 | 11411.9531 | 12160.6251 | 12750.2634 | 13512.9602 | 14485.991 | 15440.4186 | 16613.3642 | 17202.676 | 17787.4998 | 18325.9747 | 18858.0311 | 19382.2435 | 19498.0435 | 19608.4435 | 19703.8435 | 19784.2435 | 19849.0435 | End
Lct_BB006 | Number | SEPD | Leading the Way | Burghmuir | 0 | 0 | 70.4651 | 140.0179 | 208.6604 | 276.3915 | 343.2122 | 485.7742 | 626.0375 | 764.0016 | 899.6689 | 1007.4937 | 1253.996 | 1497.7578 | 1738.7756 | 1977.0532 | 2212.5918 | 2494.2261 | 2772.5778 | 3047.6496 | 3319.4402 | 3587.9504 | 3737.1814 | 3885.4059 | 4032.6242 | 4178.8335 | 4324.0377 | 4324.0377 | 4324.0377 | 4324.0377 | 4324.0377 | 4324.0377 | End
Lct_BB007 | Number | SEPD | Leading the Way | Burghmuir | 75.2125 | 97.8697 | 95.8872 | 159.6115 | 297.1886 | 400.0301 | 505.815 | 611.0611 | 753.0855 | 896.5497 | 1054.2003 | 1239.0484 | 1331.0014 | 1421.7719 | 1511.3608 | 1599.7687 | 1686.9961 | 1739.4036 | 1795.4509 | 1868.5869 | 1924.2207 | 1992.7403 | 2021.1345 | 2057.5797 | 2094.1918 | 2130.9709 | 2167.917 | 2168.8418 | 2170.4369 | 2172.2554 | 2174.2972 | 2176.5625 | End
Lct_BB008 | Number | SEPD | Leading the Way | Burghmuir | 0 | 0 | 3.2759 | 6.5095 | 9.7007 | 12.8496 | 15.9561 | 22.5839 | 29.1048 | 35.5189 | 41.8259 | 48.026 | 62.2005 | 76.2172 | 90.0764 | 103.7779 | 117.3217 | 133.5162 | 149.522 | 165.3393 | 180.9679 | 196.4078 | 204.9889 | 213.5122 | 221.9775 | 230.3849 | 238.7344 | 238.7344 | 238.7344 | 238.7344 | 238.7344 | 238.7344 | End
Lct_BB010b | MW | SEPD | Leading the Way | Burghmuir | 0.496 | 0.71885 | 1.0915 | 1.9214 | 3.0877 | 4.5533 | 6.5419 | 8.7674 | 11.594 | 15.2454 | 21.2457 | 27.7676 | 34.8265 | 43.3599 | 52.2258 | 60.303 | 64.9493 | 67.5306 | 69.9748 | 71.0318 | 71.5495 | 71.6382 | 71.7033 | 71.7458 | 71.7703 | 71.7703 | 71.7703 | 71.7703 | 71.7703 | 71.7703 | 71.7703 | 71.7703 | End
Lct_BB011b | MW | SEPD | Leading the Way | Burghmuir | 0.13 | 0.1981 | 0.2692 | 0.46144 | 0.67909 | 0.93127 | 1.3471 | 1.946 | 2.6847 | 3.2621 | 3.8945 | 4.6174 | 5.3364 | 6.1142 | 6.9004 | 7.6329 | 8.2589 | 8.7411 | 9.0737 | 9.2623 | 9.3465 | 9.3696 | 9.3741 | 9.3828 | 9.3961 | 9.415 | 9.4409 | 9.4409 | 9.4409 | 9.4409 | 9.4413 | 9.4984 | End
Lct_BB012b | MW | SEPD | Leading the Way | Burghmuir | 3.8437 | 3.8862 | 3.9322 | 4.0228 | 4.1203 | 4.217 | 4.3345 | 4.5036 | 4.7041 | 4.9378 | 5.2065 | 5.5085 | 5.9313 | 6.3882 | 6.8465 | 7.2797 | 7.6584 | 7.9651 | 8.1956 | 8.3542 | 8.4573 | 8.4808 | 8.4988 | 8.5115 | 8.5196 | 8.5233 | 8.5233 | 8.5233 | 8.5233 | 8.5233 | 8.5233 | 8.5233 | End
Lct_BB013b | MW | SEPD | Leading the Way | Burghmuir | 0 | 0.1755 | 0.35104 | 0.7168 | 1.0508 | 1.4053 | 2.1217 | 3.1479 | 4.2745 | 4.8427 | 5.4124 | 6.0476 | 6.8021 | 7.5682 | 8.3007 | 8.9325 | 9.4283 | 9.7605 | 9.9389 | 9.9729 | 9.9729 | 9.9729 | 9.9729 | 9.9729 | 9.9729 | 9.9729 | 9.9729 | 9.9729 | 9.9729 | 9.9729 | 9.9729 | 9.9729 | End
Lct_BB014 | Number | SEPD | Leading the Way | Burghmuir | 54.8484 | 55.2694 | 55.2914 | 55.7664 | 56.2631 | 56.39 | 56.8777 | 57.0093 | 57.3154 | 57.6215 | 57.9276 | 58.2337 | 58.5398 | 58.8459 | 59.152 | 59.4581 | 59.7641 | 60.0702 | 60.3763 | 60.6824 | 60.9885 | 61.2946 | 61.6007 | 61.9068 | 62.2129 | 62.519 | 62.825 | 63.1311 | 63.4372 | 63.7433 | 64.0494 | 64.3555 | End
Other generation | MW | SEPD | Leading the Way | Burghmuir | 0 | 0 | 0 | 0 | 0 | 0 | 0 | 0 | 0 | 0 | 0 | 0 | 0 | 0 | 0 | 0 | 0 | 0 | 0 | 0 | 0 | 0 | 0 | 0 | 0 | 0 | 0 | 0 | 0 | 0 | 0 | 0 | End
Srg_BB001 | MW | SEPD | Leading the Way | Burghmuir | 0 | 0.33236 | 0.43871 | 0.47859 | 0.51848 | 0.55836 | 0.99707 | 2.2733 | 2.5791 | 2.9128 | 3.2745 | 3.6669 | 3.7214 | 3.777 | 3.8328 | 3.8894 | 3.9519 | 4.0458 | 4.1422 | 4.2404 | 4.3407 | 4.4437 | 4.6177 | 4.7925 | 4.9673 | 5.1426 | 5.3182 | 5.3236 | 5.3289 | 5.3343 | 5.3397 | 5.3451 | End
Srg_BB002 | MW | SEPD | Leading the Way | Burghmuir | 0 | 0 | 0.033766 | 0.06926 | 0.10716 | 0.14847 | 0.19424 | 0.48884 | 0.60899 | 0.74566 | 0.91077 | 1.0963 | 1.3691 | 1.67 | 1.9984 | 2.354 | 2.7359 | 3.0516 | 3.3664 | 3.6975 | 4.0424 | 4.4029 | 4.5561 | 4.7007 | 4.834 | 4.9561 | 5.0396 | 5.1216 | 5.1932 | 5.2545 | 5.3055 | 5.3557 | End
Data centres (MW) | MW | SEPD | Leading the Way | Carradale | 0 | 0 | 0 | 0 | 0 | 0 | 0 | 0 | 0 | 0 | 0 | 0 | 0 | 0 | 0 | 0 | 0 | 0 | 0 | 0 | 0 | 0 | 0 | 0 | 0 | 0 | 0 | 0 | 0 | 0 | 0 | 0 | End
Dem_BB001a | Number of homes (cumulative) | SEPD | Leading the Way | Carradale | 0 | 82.7322 | 107.5222 | 178.2226 | 238.9294 | 281.6258 | 317.6258 | 349.6258 | 371.6258 | 389.6258 | 407.6258 | 425.6258 | 438.6258 | 446.6258 | 450.6258 | 454.6258 | 457.6258 | 460.4349 | 463.3189 | 464.0979 | 464.8039 | 465.4693 | 465.8384 | 466.1416 | 466.3857 | 466.5797 | 466.7386 | 466.8682 | 466.9733 | 467.0496 | 467.1003 | 467.1244 | End
Dem_BB002b | Floorspace (m2) (cumulative) | SEPD | Leading the Way | Carradale | 0 | 0 | 0 | 0 | 0 | 0 | 0 | 0 | 0 | 0 | 0 | 0 | 0 | 0 | 0 | 0 | 0 | 0 | 0 | 0 | 0 | 0 | 0 | 0 | 0 | 0 | 0 | 0 | 0 | 0 | 0 | 0 | End
Domestic direct electric heating | Number | SEPD | Leading the Way | Carradale | 3216.6363 | 3225.5993 | 3228.2987 | 3202.5616 | 3152.702 | 3076.9565 | 2979.9378 | 2896.028 | 2813.139 | 2732.9935 | 2651.8711 | 2599.1547 | 2585.144 | 2579.0474 | 2565.9727 | 2553.1088 | 2540.9137 | 2528.8055 | 2516.8511 | 2505.6187 | 2494.4568 | 2483.8085 | 2473.7338 | 2463.7506 | 2453.9499 | 2444.3124 | 2434.7222 | 2425.1979 | 2415.6853 | 2406.2502 | 2396.8824 | 2387.5968 | End
Gas: Hydrogen peaking | MW | SEPD | Leading the Way | Carradale | 0 | 0 | 0 | 0 | 0 | 0 | 0 | 0 | 0 | 0 | 0 | 0 | 0 | 0 | 0 | 0 | 0 | 0 | 0 | 0 | 0 | 0 | 0 | 0 | 0 | 0 | 0 | 0 | 0 | 0 | 0 | 0 | End
Gen_BB001 | MW | SEPD | Leading the Way | Carradale | 0 | 0 | 0 | 0 | 0 | 0 | 0 | 0 | 0 | 0 | 0 | 0 | 0 | 0 | 0 | 0 | 0 | 0 | 0 | 0 | 0 | 0 | 0 | 0 | 0 | 0 | 0 | 0 | 0 | 0 | 0 | 0 | End
Gen_BB004 | MW | SEPD | Leading the Way | Carradale | 0 | 0 | 0 | 0 | 0 | 0 | 0 | 0 | 0 | 0 | 0 | 0 | 0 | 0 | 0 | 0 | 0 | 0 | 0 | 0 | 0 | 0 | 0 | 0 | 0 | 0 | 0 | 0 | 0 | 0 | 0 | 0 | End
Gen_BB005 | MW | SEPD | Leading the Way | Carradale | 0 | 0 | 0 | 0 | 0 | 0 | 0 | 0 | 0 | 0 | 0 | 0 | 0 | 0 | 0 | 0 | 0 | 0 | 0 | 0 | 0 | 0 | 0 | 0 | 0 | 0 | 0 | 0 | 0 | 0 | 0 | 0 | End
Gen_BB006 | MW | SEPD | Leading the Way | Carradale | 0 | 0 | 0 | 0 | 0 | 0 | 0 | 0 | 0 | 0 | 0 | 0 | 0 | 0 | 0 | 0 | 0 | 0 | 0 | 0 | 0 | 0 | 0 | 0 | 0 | 0 | 0 | 0 | 0 | 0 | 0 | 0 | End
Gen_BB008 | MW | SEPD | Leading the Way | Carradale | 0 | 0 | 0 | 0 | 0 | 0 | 0 | 0 | 0 | 0 | 0 | 0 | 0 | 0 | 0 | 0 | 0 | 0 | 0 | 0 | 0 | 0 | 0 | 0 | 0 | 0 | 0 | 0 | 0 | 0 | 0 | 0 | End
Gen_BB010 | MW | SEPD | Leading the Way | Carradale | 0 | 0 | 0 | 0 | 0 | 0 | 0 | 0 | 0 | 0 | 0 | 0 | 0 | 0 | 0 | 0 | 0 | 0 | 0 | 0 | 0 | 0 | 0 | 0 | 0 | 0 | 0 | 0 | 0 | 0 | 0 | 0 | End
Gen_BB011 | MW | SEPD | Leading the Way | Carradale | 0 | 0 | 0 | 0 | 0 | 0 | 0 | 0 | 0 | 0 | 0 | 0 | 0 | 0 | 0 | 0 | 0 | 0 | 0 | 0 | 0 | 0 | 0 | 0 | 0 | 0 | 0 | 0 | 0 | 0 | 0 | 0 | End
Gen_BB012 | MW | SEPD | Leading the Way | Carradale | 0.26733 | 0.26951 | 0.27273 | 0.2766 | 0.28135 | 0.2863 | 0.29183 | 0.30149 | 0.30957 | 0.31809 | 0.32533 | 0.33157 | 0.33712 | 0.34216 | 0.34681 | 0.35115 | 0.36014 | 0.36816 | 0.37626 | 0.38434 | 0.39247 | 0.40068 | 0.40853 | 0.41592 | 0.42284 | 0.42788 | 0.43293 | 0.4375 | 0.44161 | 0.44525 | 0.4489 | 0.45257 | End
Gen_BB013 | MW | SEPD | Leading the Way | Carradale | 1.0184 | 1.0283 | 1.0344 | 1.0558 | 1.08 | 1.102 | 1.1244 | 1.1491 | 1.1685 | 1.1872 | 1.2068 | 1.2274 | 1.2478 | 1.2679 | 1.2902 | 1.3146 | 1.4067 | 1.4907 | 1.5739 | 1.6557 | 1.7378 | 1.8242 | 1.913 | 1.9979 | 2.0802 | 2.1491 | 2.2179 | 2.2832 | 2.3451 | 2.4034 | 2.4619 | 2.5206 | End
Gen_BB014 | MW | SEPD | Leading the Way | Carradale | 0 | 0 | 0 | 0 | 0 | 0 | 0 | 0 | 0 | 0 | 0 | 0 | 0 | 0 | 0 | 0 | 0 | 0 | 0 | 0 | 0 | 0 | 0 | 0 | 0 | 0 | 0 | 0 | 0 | 0 | 0 | 0 | End
Gen_BB015 | MW | SEPD | Leading the Way | Carradale | 114.95 | 164.95 | 205.95 | 213.05 | 213.05 | 260.65 | 260.65 | 260.65 | 260.65 | 262.6064 | 264.7398 | 282.1043 | 299.5145 | 301.6552 | 305.5851 | 307.9755 | 310.4231 | 313.022 | 315.7816 | 321.4719 | 324.3933 | 327.3804 | 330.32 | 333.0714 | 335.7072 | 338.1999 | 340.6494 | 343.0742 | 345.4617 | 347.9424 | 350.3708 | 352.8883 | End
Gen_BB016 | MW | SEPD | Leading the Way | Carradale | 3.3841 | 3.3841 | 3.3867 | 3.3909 | 3.3979 | 4.1062 | 4.1268 | 4.1646 | 4.234 | 4.3479 | 4.5479 | 4.754 | 5.0048 | 5.2297 | 5.7794 | 6.0963 | 7.399 | 8.6319 | 8.8197 | 9.0044 | 9.1859 | 9.364 | 9.5389 | 9.7105 | 9.8788 | 10.0435 | 10.2047 | 10.3675 | 10.5319 | 10.698 | 10.8657 | 11.0351 | End
Gen_BB017 | MW | SEPD | Leading the Way | Carradale | 0 | 0 | 0 | 0 | 0 | 0 | 0 | 0 | 0 | 0 | 0 | 0 | 0 | 0 | 0 | 0 | 0 | 0 | 0 | 0 | 0 | 0 | 0 | 0 | 0 | 0 | 0 | 0 | 0 | 0 | 0 | 0 | End
Gen_BB018 | MW | SEPD | Leading the Way | Carradale | 14.311 | 14.411 | 14.411 | 14.411 | 14.461 | 14.7674 | 14.8744 | 15.0671 | 15.239 | 15.4316 | 15.6031 | 15.7958 | 15.9675 | 16.1605 | 16.3529 | 16.5245 | 16.7175 | 16.8761 | 17.0444 | 17.1807 | 17.329 | 17.4688 | 17.5795 | 17.7048 | 17.8238 | 17.9164 | 18.0246 | 18.1285 | 18.2283 | 18.3034 | 18.3964 | 18.4865 | End
Hydrogen electrolysis | MW | SEPD | Leading the Way | Carradale | 0 | 0 | 0 | 0 | 0 | 0 | 0 | 0 | 0 | 0 | 0 | 0 | 0 | 0 | 0 | 0 | 0 | 0 | 0 | 0 | 0 | 0 | 0 | 0 | 0 | 0 | 0 | 0 | 0 | 0 | 0 | 0 | End
Lct_BB001 | Number | SEPD | Leading the Way | Carradale | 24.5728 | 40.9882 | 73.6042 | 149.0807 | 256.1407 | 456.6857 | 693.4993 | 956.0139 | 1259.3772 | 1621.3319 | 2436.7954 | 3360.6422 | 4308.1145 | 5290.9336 | 6283.553 | 7273.4756 | 8043.014 | 8648.3009 | 9090.8046 | 9382.3019 | 9559.7988 | 9493.2788 | 9396.2658 | 9262.6728 | 9099.176 | 8873.5141 | 8602.9601 | 8291.2865 | 7937.2465 | 7537.2378 | 7087.0472 | 6584.7515 | End
Lct_BB003 | Number | SEPD | Leading the Way | Carradale | 0 | 0 | 0 | 0 | 0 | 0 | 0 | 0 | 0 | 0 | 0 | 0 | 0 | 0 | 0 | 0 | 0 | 0 | 0 | 0 | 0 | 0 | 0 | 0 | 0 | 0 | 0 | 0 | 0 | 0 | 0 | 0 | End
Lct_BB005 | Number | SEPD | Leading the Way | Carradale | 171.8549 | 217.4131 | 225.7396 | 333.8 | 607.9147 | 865.493 | 1117.7663 | 1357.7021 | 1690.7259 | 2032.4137 | 2408.5706 | 3042.4315 | 3338.3007 | 3625.4113 | 3906.3848 | 4180.826 | 4452.1851 | 4604.2816 | 4757.9064 | 4946.6957 | 5067.0904 | 5206.8957 | 5280.3034 | 5353.9818 | 5455.1098 | 5557.7076 | 5662.0734 | 5680.0734 | 5698.0734 | 5716.0734 | 5734.0734 | 5752.0734 | End
Lct_BB006 | Number | SEPD | Leading the Way | Carradale | 0 | 0 | 3.9749 | 7.8979 | 11.7692 | 15.5899 | 19.3588 | 27.3992 | 35.3099 | 43.0919 | 50.7429 | 58.7238 | 76.9699 | 95.0134 | 112.8547 | 130.4923 | 147.9268 | 168.7737 | 189.3778 | 209.7402 | 229.859 | 249.7343 | 260.7809 | 271.7527 | 282.65 | 293.4727 | 304.2206 | 304.2206 | 304.2206 | 304.2206 | 304.2206 | 304.2206 | End
Lct_BB007 | Number | SEPD | Leading the Way | Carradale | 5.8282 | 7.5839 | 7.4302 | 12.3682 | 23.0289 | 30.9981 | 39.1953 | 47.3507 | 58.3561 | 69.473 | 81.6893 | 96.013 | 103.1384 | 110.1721 | 117.1143 | 123.9649 | 130.7241 | 134.7851 | 139.1282 | 144.7955 | 149.1065 | 154.416 | 156.6163 | 159.4404 | 162.2774 | 165.1274 | 167.9903 | 168.062 | 168.1856 | 168.3265 | 168.4847 | 168.6603 | End
Lct_BB008 | Number | SEPD | Leading the Way | Carradale | 0 | 0 | 0.25384 | 0.50441 | 0.7517 | 0.99571 | 1.2364 | 1.75 | 2.2553 | 2.7523 | 3.2411 | 3.7215 | 4.8199 | 5.906 | 6.98 | 8.0417 | 9.0912 | 10.3461 | 11.5864 | 12.8121 | 14.0231 | 15.2195 | 15.8845 | 16.545 | 17.2009 | 17.8524 | 18.4994 | 18.4994 | 18.4994 | 18.4994 | 18.4994 | 18.4994 | End
Lct_BB010b | MW | SEPD | Leading the Way | Carradale | 0.028 | 0.056 | 0.168 | 0.4606 | 0.861 | 1.3986 | 2.1462 | 2.9918 | 4.1174 | 5.4432 | 8.9894 | 12.5876 | 16.4209 | 20.716 | 27.3835 | 33.076 | 36.4951 | 38.5912 | 39.7622 | 40.2578 | 40.373 | 40.3814 | 40.3875 | 40.3916 | 40.3939 | 40.3939 | 40.3939 | 40.3939 | 40.3939 | 40.3939 | 40.3939 | 40.3939 | End
Lct_BB011b | MW | SEPD | Leading the Way | Carradale | 0.061 | 0.0749 | 0.10645 | 0.17116 | 0.24239 | 0.32517 | 0.47219 | 0.69487 | 0.9727 | 1.1737 | 1.3914 | 1.6424 | 1.8693 | 2.1164 | 2.3676 | 2.6022 | 2.8041 | 2.9605 | 3.0691 | 3.1318 | 3.1608 | 3.1706 | 3.1725 | 3.1762 | 3.1818 | 3.1899 | 3.2009 | 3.2009 | 3.2009 | 3.2009 | 3.201 | 3.2253 | End
Lct_BB012b | MW | SEPD | Leading the Way | Carradale | 0.447 | 0.4519 | 0.45828 | 0.46827 | 0.47779 | 0.48481 | 0.49161 | 0.51136 | 0.5346 | 0.5626 | 0.59462 | 0.63013 | 0.68002 | 0.73308 | 0.7852 | 0.83346 | 0.87433 | 0.90608 | 0.92864 | 0.94283 | 0.95053 | 0.95281 | 0.95456 | 0.95579 | 0.95657 | 0.95693 | 0.95693 | 0.95693 | 0.95693 | 0.95693 | 0.95693 | 0.95693 | End
Lct_BB013b | MW | SEPD | Leading the Way | Carradale | 0 | 0.003 | 0.00583 | 0.0119 | 0.01744 | 0.02333 | 0.0352 | 0.05222 | 0.07091 | 0.08034 | 0.0898 | 0.10033 | 0.11285 | 0.12556 | 0.1377 | 0.14818 | 0.1564 | 0.16191 | 0.16486 | 0.16542 | 0.16542 | 0.16542 | 0.16542 | 0.16542 | 0.16542 | 0.16542 | 0.16542 | 0.16542 | 0.16542 | 0.16542 | 0.16542 | 0.16542 | End
Lct_BB014 | Number | SEPD | Leading the Way | Carradale | 4.3122 | 4.3453 | 4.347 | 4.3843 | 4.4234 | 4.4334 | 4.4717 | 4.4821 | 4.5061 | 4.5302 | 4.5542 | 4.5783 | 4.6024 | 4.6264 | 4.6505 | 4.6746 | 4.6986 | 4.7227 | 4.7468 | 4.7708 | 4.7949 | 4.819 | 4.843 | 4.8671 | 4.8912 | 4.9152 | 4.9393 | 4.9633 | 4.9874 | 5.0115 | 5.0355 | 5.0596 | End
Other generation | MW | SEPD | Leading the Way | Carradale | 0 | 0 | 0 | 0 | 0 | 0 | 0 | 0 | 0 | 0 | 0 | 0 | 0 | 0 | 0 | 0 | 0 | 0 | 0 | 0 | 0 | 0 | 0 | 0 | 0 | 0 | 0 | 0 | 0 | 0 | 0 | 0 | End
Srg_BB001 | MW | SEPD | Leading the Way | Carradale | 0 | 0.25532 | 0.50374 | 0.70381 | 0.91875 | 1.1929 | 1.9185 | 4.7914 | 5.8921 | 7.0404 | 8.1948 | 10.0199 | 10.2709 | 10.6162 | 10.943 | 11.3034 | 12.1071 | 13.1922 | 14.3309 | 15.4735 | 16.6291 | 17.8289 | 18.3136 | 18.805 | 19.2788 | 19.7562 | 20.2265 | 20.4127 | 20.5911 | 20.7613 | 20.93 | 21.0903 | End
Srg_BB002 | MW | SEPD | Leading the Way | Carradale | 0 | 0 | 0.019981 | 0.040326 | 0.061202 | 0.083004 | 0.10601 | 0.24143 | 0.29243 | 0.34555 | 0.40481 | 0.46677 | 0.55218 | 0.64101 | 0.73291 | 0.82761 | 0.93042 | 1.0161 | 1.1022 | 1.1934 | 1.2891 | 1.3896 | 1.4326 | 1.4733 | 1.511 | 1.5457 | 1.5694 | 1.5927 | 1.6131 | 1.6306 | 1.6452 | 1.6596 | End
Data centres (MW) | MW | SEPD | Leading the Way | Cassley | 0 | 0 | 0 | 0 | 0 | 0 | 0 | 0 | 0 | 0 | 0 | 0 | 0 | 0 | 0 | 0 | 0 | 0 | 0 | 0 | 0 | 0 | 0 | 0 | 0 | 0 | 0 | 0 | 0 | 0 | 0 | 0 | End
Dem_BB001a | Number of homes (cumulative) | SEPD | Leading the Way | Cassley | 0 | 0 | 0 | 0 | 0 | 0 | 0 | 0 | 0 | 0 | 0 | 0 | 0 | 0 | 0 | 0 | 0 | 0.086223 | 0.18044 | 0.26345 | 0.33869 | 0.42328 | 0.47019 | 0.50873 | 0.53976 | 0.56441 | 0.58461 | 0.60109 | 0.61445 | 0.62415 | 0.63059 | 0.63365 | End
Dem_BB002b | Floorspace (m2) (cumulative) | SEPD | Leading the Way | Cassley | 0 | 0 | 0 | 0 | 0 | 0 | 0 | 0 | 0 | 0 | 0 | 0 | 0 | 0 | 0 | 0 | 0 | 0 | 0 | 0 | 0 | 0 | 0 | 0 | 0 | 0 | 0 | 0 | 0 | 0 | 0 | 0 | End
Domestic direct electric heating | Number | SEPD | Leading the Way | Cassley | 235.0335 | 235.0332 | 235.0333 | 233.0989 | 230.2355 | 226.52 | 222.052 | 218.7025 | 215.4857 | 212.3981 | 208.7116 | 206.3493 | 206.4649 | 206.4924 | 205.9291 | 205.3686 | 204.9173 | 204.4663 | 204.0164 | 203.5674 | 203.1193 | 202.6734 | 202.3246 | 201.9763 | 201.6285 | 201.2802 | 200.9312 | 200.5826 | 200.2316 | 199.881 | 199.5307 | 199.1815 | End
Gas: Hydrogen peaking | MW | SEPD | Leading the Way | Cassley | 0 | 0 | 0 | 0 | 0 | 0 | 0 | 0 | 0 | 0 | 0 | 0 | 0 | 0 | 0 | 0 | 0 | 0 | 0 | 0 | 0 | 0 | 0 | 0 | 0 | 0 | 0 | 0 | 0 | 0 | 0 | 0 | End
Gen_BB001 | MW | SEPD | Leading the Way | Cassley | 0 | 0 | 0 | 0 | 0 | 0 | 0 | 0 | 0 | 0 | 0 | 0 | 0 | 0 | 0 | 0 | 0 | 0 | 0 | 0 | 0 | 0 | 0 | 0 | 0 | 0 | 0 | 0 | 0 | 0 | 0 | 0 | End
Gen_BB004 | MW | SEPD | Leading the Way | Cassley | 0 | 0 | 0 | 0 | 0 | 0 | 0 | 0 | 0 | 0 | 0 | 0 | 0 | 0 | 0 | 0 | 0 | 0 | 0 | 0 | 0 | 0 | 0 | 0 | 0 | 0 | 0 | 0 | 0 | 0 | 0 | 0 | End
Gen_BB005 | MW | SEPD | Leading the Way | Cassley | 0 | 0 | 0 | 0 | 0 | 0 | 0 | 0 | 0 | 0 | 0 | 0 | 0 | 0 | 0 | 0 | 0 | 0 | 0 | 0 | 0 | 0 | 0 | 0 | 0 | 0 | 0 | 0 | 0 | 0 | 0 | 0 | End
Gen_BB006 | MW | SEPD | Leading the Way | Cassley | 0 | 0 | 0 | 0 | 0 | 0 | 0 | 0 | 0 | 0 | 0 | 0 | 0 | 0 | 0 | 0 | 0 | 0 | 0 | 0 | 0 | 0 | 0 | 0 | 0 | 0 | 0 | 0 | 0 | 0 | 0 | 0 | End
Gen_BB008 | MW | SEPD | Leading the Way | Cassley | 0 | 0 | 0 | 0 | 0 | 0 | 0 | 0 | 0 | 0 | 0 | 0 | 0 | 0 | 0 | 0 | 0 | 0 | 0 | 0 | 0 | 0 | 0 | 0 | 0 | 0 | 0 | 0 | 0 | 0 | 0 | 0 | End
Gen_BB010 | MW | SEPD | Leading the Way | Cassley | 0 | 0 | 0 | 0 | 0 | 0 | 0 | 0 | 0 | 0 | 0 | 0 | 0 | 0 | 0 | 0 | 0 | 0 | 0 | 0 | 0 | 0 | 0 | 0 | 0 | 0 | 0 | 0 | 0 | 0 | 0 | 0 | End
Gen_BB011 | MW | SEPD | Leading the Way | Cassley | 0 | 0 | 0 | 0 | 0 | 0 | 0 | 0 | 0 | 0 | 0 | 0 | 0 | 0 | 0 | 0 | 0 | 0 | 0 | 0 | 0 | 0 | 0 | 0 | 0 | 0 | 0 | 0 | 0 | 0 | 0 | 0 | End
Gen_BB012 | MW | SEPD | Leading the Way | Cassley | 0 | 0.00016483 | 0.00040691 | 0.00069781 | 0.0010526 | 0.0014215 | 0.0018301 | 0.002537 | 0.0031194 | 0.0037224 | 0.004225 | 0.004648 | 0.0050172 | 0.0053462 | 0.005644 | 0.0059168 | 0.0066978 | 0.0074004 | 0.0081171 | 0.0088373 | 0.0095676 | 0.010308 | 0.011019 | 0.011689 | 0.012318 | 0.012775 | 0.013231 | 0.013643 | 0.014014 | 0.014342 | 0.014671 | 0.014999 | End
Gen_BB013 | MW | SEPD | Leading the Way | Cassley | 0.076953 | 0.076967 | 0.07697 | 0.076981 | 0.076987 | 0.077014 | 0.077043 | 0.077013 | 0.076933 | 0.076818 | 0.076689 | 0.07655 | 0.076492 | 0.076501 | 0.077544 | 0.078664 | 0.087504 | 0.095553 | 0.10363 | 0.11167 | 0.11974 | 0.12782 | 0.13667 | 0.14513 | 0.15322 | 0.15992 | 0.16659 | 0.1729 | 0.1789 | 0.18456 | 0.19023 | 0.19588 | End
Gen_BB014 | MW | SEPD | Leading the Way | Cassley | 0 | 0 | 0 | 0 | 0 | 0 | 0 | 0 | 0 | 0 | 0 | 0 | 0 | 0 | 0 | 0 | 0 | 0 | 0 | 0 | 0 | 0 | 0 | 0 | 0 | 0 | 0 | 0 | 0 | 0 | 0 | 0 | End
Gen_BB015 | MW | SEPD | Leading the Way | Cassley | 0 | 0 | 0 | 0 | 0 | 0 | 0 | 0 | 0 | 0.14271 | 0.29833 | 0.45622 | 0.68455 | 0.8407 | 1.0107 | 1.185 | 1.3636 | 1.5531 | 1.7544 | 1.9682 | 2.1813 | 2.3992 | 2.6136 | 2.8143 | 3.0066 | 3.1884 | 3.3671 | 3.544 | 3.7181 | 3.8991 | 4.0762 | 4.2599 | End
Gen_BB016 | MW | SEPD | Leading the Way | Cassley | 0.02306 | 0.02306 | 0.02325 | 0.023557 | 0.024061 | 0.026491 | 0.027994 | 0.030754 | 0.035817 | 0.044125 | 0.058713 | 0.073745 | 0.092042 | 0.10844 | 0.12483 | 0.14796 | 0.165 | 0.18206 | 0.19577 | 0.20924 | 0.22247 | 0.23547 | 0.24823 | 0.26074 | 0.27301 | 0.28503 | 0.29679 | 0.30866 | 0.32066 | 0.33277 | 0.345 | 0.35736 | End
Gen_BB017 | MW | SEPD | Leading the Way | Cassley | 0 | 0 | 0 | 0 | 0 | 0 | 0 | 0 | 0 | 0 | 0 | 0 | 0 | 0 | 0 | 0 | 0 | 0 | 0 | 0 | 0 | 0 | 0 | 0 | 0 | 0 | 0 | 0 | 0 | 0 | 0 | 0 | End
Gen_BB018 | MW | SEPD | Leading the Way | Cassley | 16.645 | 16.645 | 16.645 | 16.845 | 16.8867 | 17.1424 | 17.2316 | 17.3925 | 17.5359 | 17.6965 | 17.8396 | 18.0005 | 18.1437 | 18.3047 | 18.4652 | 18.6084 | 18.7695 | 18.9018 | 19.0422 | 19.1559 | 19.2796 | 19.3963 | 19.4887 | 19.5932 | 19.6925 | 19.7697 | 19.86 | 19.9467 | 20.03 | 20.0926 | 20.1702 | 20.2454 | End
Hydrogen electrolysis | MW | SEPD | Leading the Way | Cassley | 0 | 0 | 0 | 0 | 0 | 0 | 0 | 0 | 0 | 0 | 0 | 0 | 0 | 0 | 0 | 0 | 0 | 0 | 0 | 0 | 0 | 0 | 0 | 0 | 0 | 0 | 0 | 0 | 0 | 0 | 0 | 0 | End
Lct_BB001 | Number | SEPD | Leading the Way | Cassley | 3.3731 | 5.658 | 10.1344 | 20.36 | 34.7816 | 56.0994 | 82.7787 | 113.2986 | 149.8644 | 195.1919 | 289.02 | 389.2496 | 490.8578 | 594.479 | 698.668 | 802.6917 | 883.6909 | 945.9407 | 989.9235 | 1017.1134 | 1031.6959 | 1019.7832 | 1004.7054 | 985.8081 | 963.9057 | 935.4966 | 902.6961 | 865.7327 | 824.6346 | 778.9883 | 728.4315 | 673.2534 | End
Lct_BB003 | Number | SEPD | Leading the Way | Cassley | 0 | 0 | 0 | 0 | 0 | 0 | 0 | 0 | 0 | 0 | 0 | 0 | 0 | 0 | 0 | 0 | 0 | 0 | 0 | 0 | 0 | 0 | 0 | 0 | 0 | 0 | 0 | 0 | 0 | 0 | 0 | 0 | End
Lct_BB005 | Number | SEPD | Leading the Way | Cassley | 27.4775 | 30.8399 | 31.3605 | 38.9003 | 60.0901 | 78.8582 | 100.4575 | 119.385 | 148.2851 | 177.8945 | 210.6205 | 281.0864 | 312.229 | 342.3472 | 372.0897 | 400.8949 | 429.4096 | 444.2164 | 458.6401 | 475.6114 | 484.045 | 492.2652 | 496.538 | 500.8226 | 508.8632 | 517.0859 | 525.4968 | 527.2968 | 529.0968 | 530.8968 | 532.6968 | 534.4968 | End
Lct_BB006 | Number | SEPD | Leading the Way | Cassley | 0 | 0 | 0 | 0 | 0 | 0 | 0 | 0 | 0 | 0 | 0 | 0 | 0 | 0 | 0 | 0 | 0 | 0 | 0 | 0 | 0 | 0 | 0 | 0 | 0 | 0 | 0 | 0 | 0 | 0 | 0 | 0 | End
Lct_BB007 | Number | SEPD | Leading the Way | Cassley | 0 | 0 | 0 | 0 | 0 | 0 | 0 | 0 | 0 | 0 | 0 | 0 | 0 | 0 | 0 | 0 | 0 | 0 | 0 | 0 | 0 | 0 | 0 | 0 | 0 | 0 | 0 | 0 | 0 | 0 | 0 | 0 | End
Lct_BB008 | Number | SEPD | Leading the Way | Cassley | 0 | 0 | 0 | 0 | 0 | 0 | 0 | 0 | 0 | 0 | 0 | 0 | 0 | 0 | 0 | 0 | 0 | 0 | 0 | 0 | 0 | 0 | 0 | 0 | 0 | 0 | 0 | 0 | 0 | 0 | 0 | 0 | End
Lct_BB010b | MW | SEPD | Leading the Way | Cassley | 0.021 | 0.0266 | 0.0378 | 0.0728 | 0.1386 | 0.2282 | 0.3444 | 0.4466 | 0.6398 | 0.8428 | 1.2404 | 1.7402 | 2.1392 | 2.541 | 4.0208 | 4.4954 | 4.6004 | 4.6984 | 4.7782 | 4.795 | 4.8006 | 4.8006 | 4.8006 | 4.8006 | 4.8006 | 4.8006 | 4.8006 | 4.8006 | 4.8006 | 4.8006 | 4.8006 | 4.8006 | End
Lct_BB011b | MW | SEPD | Leading the Way | Cassley | 0 | 0.0001 | 0.00459 | 0.01017 | 0.01724 | 0.02497 | 0.03454 | 0.04464 | 0.05661 | 0.07111 | 0.08764 | 0.1059 | 0.13116 | 0.15802 | 0.18485 | 0.20958 | 0.23061 | 0.24621 | 0.25655 | 0.26219 | 0.26422 | 0.26422 | 0.26422 | 0.26422 | 0.26422 | 0.26422 | 0.26422 | 0.26422 | 0.26422 | 0.26422 | 0.26422 | 0.26422 | End
Lct_BB012b | MW | SEPD | Leading the Way | Cassley | 0.215 | 0.2167 | 0.21935 | 0.2236 | 0.22794 | 0.23182 | 0.23633 | 0.24411 | 0.2534 | 0.26449 | 0.27717 | 0.29148 | 0.31161 | 0.33334 | 0.35511 | 0.37566 | 0.39368 | 0.40827 | 0.41929 | 0.42691 | 0.43188 | 0.43332 | 0.43443 | 0.43522 | 0.43572 | 0.43596 | 0.43596 | 0.43596 | 0.43596 | 0.43596 | 0.43596 | 0.43596 | End
Lct_BB013b | MW | SEPD | Leading the Way | Cassley | 0 | 0.0005 | 0.00105 | 0.00214 | 0.00314 | 0.0042 | 0.00635 | 0.00943 | 0.0128 | 0.01449 | 0.0162 | 0.01811 | 0.02037 | 0.02267 | 0.02487 | 0.02676 | 0.02824 | 0.02923 | 0.02977 | 0.02987 | 0.02987 | 0.02987 | 0.02987 | 0.02987 | 0.02987 | 0.02987 | 0.02987 | 0.02987 | 0.02987 | 0.02987 | 0.02987 | 0.02987 | End
Lct_BB014 | Number | SEPD | Leading the Way | Cassley | 0.53381 | 0.5379 | 0.53812 | 0.54274 | 0.54758 | 0.54881 | 0.55356 | 0.55484 | 0.55782 | 0.5608 | 0.56377 | 0.56675 | 0.56973 | 0.57271 | 0.57569 | 0.57867 | 0.58165 | 0.58463 | 0.58761 | 0.59059 | 0.59356 | 0.59654 | 0.59952 | 0.6025 | 0.60548 | 0.60846 | 0.61144 | 0.61442 | 0.6174 | 0.62038 | 0.62335 | 0.62633 | End
Other generation | MW | SEPD | Leading the Way | Cassley | 0 | 0 | 0 | 0 | 0 | 0 | 0 | 0 | 0 | 0 | 0 | 0 | 0 | 0 | 0 | 0 | 0 | 0 | 0 | 0 | 0 | 0 | 0 | 0 | 0 | 0 | 0 | 0 | 0 | 0 | 0 | 0 | End
Srg_BB001 | MW | SEPD | Leading the Way | Cassley | 0 | 0.028614 | 0.03777 | 0.041203 | 0.044637 | 0.048071 | 0.085841 | 0.19572 | 0.22204 | 0.25114 | 0.28303 | 0.3187 | 0.32376 | 0.32918 | 0.33471 | 0.34051 | 0.34844 | 0.36039 | 0.37324 | 0.38673 | 0.40096 | 0.41617 | 0.4333 | 0.45068 | 0.46809 | 0.48569 | 0.50338 | 0.50531 | 0.50723 | 0.50913 | 0.5111 | 0.51303 | End
Srg_BB002 | MW | SEPD | Leading the Way | Cassley | 0 | 0 | 0.0015064 | 0.0030377 | 0.0046054 | 0.0062388 | 0.0079575 | 0.018014 | 0.02178 | 0.025675 | 0.029992 | 0.034475 | 0.040616 | 0.046963 | 0.053489 | 0.060173 | 0.067592 | 0.073881 | 0.0803 | 0.087188 | 0.0945 | 0.10227 | 0.10562 | 0.10883 | 0.11181 | 0.11457 | 0.11647 | 0.11834 | 0.11998 | 0.12139 | 0.12257 | 0.12374 | End
Data centres (MW) | MW | SEPD | Leading the Way | Charleston | 0 | 0 | 0 | 0 | 0 | 0 | 0 | 0 | 0 | 0 | 0 | 0 | 0 | 0 | 0 | 0 | 0 | 0 | 0 | 0 | 0 | 0 | 0 | 0 | 0 | 0 | 0 | 0 | 0 | 0 | 0 | 0 | End
Dem_BB001a | Number of homes (cumulative) | SEPD | Leading the Way | Charleston | 0 | 162.6161 | 295.3526 | 390.9022 | 484.4652 | 584.0065 | 683.591 | 740.1252 | 796.588 | 855.1678 | 910.6057 | 958.355 | 1002.0474 | 1041.8192 | 1078.602 | 1113.602 | 1128.602 | 1141.9241 | 1155.3688 | 1166.6418 | 1174.7955 | 1181.8009 | 1187.3585 | 1191.8166 | 1195.1854 | 1197.4784 | 1197.7185 | 1197.9144 | 1198.0731 | 1198.1884 | 1198.2651 | 1198.3014 | End
Dem_BB002b | Floorspace (m2) (cumulative) | SEPD | Leading the Way | Charleston | 0 | 13072.5 | 27923 | 39472.5 | 45143.25 | 53266.5 | 71114.75 | 94801.25 | 125051.5 | 150363 | 162980.75 | 185137.25 | 203725 | 216450 | 225430 | 240491.25 | 251011.25 | 255902.5 | 259297.5 | 262378.75 | 264377.5 | 265607.5 | 266542.5 | 267477.5 | 267800 | 267800 | 267800 | 267800 | 267800 | 267800 | 267800 | 267800 | End
Domestic direct electric heating | Number | SEPD | Leading the Way | Charleston | 1573.863 | 1591.4737 | 1605.8336 | 1611.8056 | 1595.2809 | 1562.0181 | 1513.5445 | 1446.011 | 1381.1198 | 1319.6288 | 1258.5248 | 1218.1094 | 1184.1424 | 1170.9262 | 1164.4206 | 1159.0854 | 1152.2131 | 1145.3632 | 1138.2632 | 1131.1389 | 1123.8901 | 1117.0367 | 1111.4095 | 1106.4125 | 1101.5361 | 1096.5984 | 1091.4402 | 1086.2475 | 1080.9647 | 1075.7154 | 1070.476 | 1065.2774 | End
Gas: Hydrogen peaking | MW | SEPD | Leading the Way | Charleston | 0 | 0 | 0 | 0 | 0 | 0 | 0 | 0 | 0 | 0 | 0 | 0 | 0 | 0 | 0 | 0 | 0 | 0 | 0 | 0 | 0 | 0 | 0 | 0 | 0 | 0 | 0.95 | 0.95 | 0.95 | 0.95 | 0.95 | 0.95 | End
Gen_BB001 | MW | SEPD | Leading the Way | Charleston | 1.039 | 1.039 | 1.039 | 1.039 | 1.039 | 1.039 | 1.039 | 1.039 | 1.039 | 1.039 | 1.039 | 1.039 | 1.039 | 1.039 | 1.039 | 1.039 | 1.039 | 0 | 0 | 0 | 0 | 0 | 0 | 0 | 0 | 0 | 0 | 0 | 0 | 0 | 0 | 0 | End
Gen_BB004 | MW | SEPD | Leading the Way | Charleston | 0 | 0 | 0 | 0.21754 | 0.64893 | 1.0459 | 1.4623 | 1.8772 | 2.2943 | 2.7033 | 3.1143 | 3.552 | 4.057 | 4.5806 | 5.1024 | 5.6242 | 6.0514 | 6.5532 | 7.0695 | 7.5996 | 8.1233 | 8.5415 | 8.9441 | 9.3541 | 9.7699 | 10.1958 | 10.612 | 11.0431 | 11.4746 | 11.9089 | 12.3582 | 12.8936 | End
Gen_BB005 | MW | SEPD | Leading the Way | Charleston | 0 | 0 | 0 | 0 | 0 | 0 | 0 | 0 | 0 | 0 | 0 | 0 | 0 | 0 | 0 | 0 | 0 | 0 | 0 | 0 | 0 | 0 | 0 | 0 | 0 | 0 | 0 | 0 | 0 | 0 | 0 | 0 | End
Gen_BB006 | MW | SEPD | Leading the Way | Charleston | 0 | 0 | 0 | 0 | 20 | 20 | 20 | 20 | 20 | 20 | 20 | 20 | 20 | 20 | 20 | 20 | 20 | 20 | 20 | 20 | 20 | 20 | 20 | 20 | 0 | 0 | 0 | 0 | 0 | 0 | 0 | 0 | End
Gen_BB008 | MW | SEPD | Leading the Way | Charleston | 0 | 0 | 0 | 0 | 0 | 0 | 0 | 0 | 0 | 0 | 0 | 0 | 0 | 0 | 0 | 0 | 0 | 0 | 0 | 0 | 0 | 0 | 0 | 0 | 0 | 0 | 0 | 0 | 0 | 0 | 0 | 0 | End
Gen_BB010 | MW | SEPD | Leading the Way | Charleston | 0 | 0 | 0 | 0 | 0 | 0 | 0 | 0 | 0 | 0 | 0 | 0 | 0 | 0 | 0 | 0 | 0 | 0 | 0 | 0 | 0 | 0 | 0 | 0 | 0 | 0 | 0 | 0 | 0 | 0 | 0 | 0 | End
Gen_BB011 | MW | SEPD | Leading the Way | Charleston | 0 | 0 | 0 | 0 | 0 | 0 | 0 | 0 | 0 | 0 | 0 | 0 | 0 | 0 | 0 | 0 | 0 | 0 | 0 | 0 | 0 | 0 | 0 | 0 | 0 | 0 | 0 | 0 | 0 | 0 | 0 | 0 | End
Gen_BB012 | MW | SEPD | Leading the Way | Charleston | 0.7247 | 0.72632 | 0.72883 | 0.73208 | 0.7364 | 0.74137 | 0.7475 | 0.76 | 0.77254 | 0.78826 | 0.80413 | 0.82004 | 0.83597 | 0.85195 | 0.86802 | 0.88423 | 0.9009 | 0.91573 | 0.93071 | 0.94563 | 0.96063 | 0.97575 | 0.99022 | 1.0038 | 1.0166 | 1.0258 | 1.0351 | 1.0436 | 1.0511 | 1.0578 | 1.0646 | 1.0713 | End
Gen_BB013 | MW | SEPD | Leading the Way | Charleston | 0.73924 | 0.77346 | 0.82417 | 0.88281 | 0.95845 | 1.05 | 1.1595 | 1.3052 | 1.4507 | 1.6256 | 1.7996 | 1.9693 | 2.1369 | 2.3048 | 2.4757 | 2.6593 | 2.8334 | 2.9929 | 3.1509 | 3.3083 | 3.4649 | 3.6251 | 3.7895 | 3.9479 | 4.1006 | 4.2261 | 4.3493 | 4.4661 | 4.5767 | 4.681 | 4.7855 | 4.8902 | End
Gen_BB014 | MW | SEPD | Leading the Way | Charleston | 0 | 0 | 0 | 0 | 0 | 0 | 0 | 0 | 0 | 0 | 0 | 0 | 0 | 0 | 0 | 0 | 0 | 0 | 0 | 0 | 0 | 0 | 0 | 0 | 0 | 0 | 0 | 0 | 0 | 0 | 0 | 0 | End
Gen_BB015 | MW | SEPD | Leading the Way | Charleston | 0 | 0 | 0 | 0 | 0 | 0 | 0 | 0 | 0 | 0.017813 | 0.037238 | 0.056946 | 0.085446 | 0.10494 | 0.12615 | 0.14792 | 0.1702 | 0.19386 | 0.21899 | 0.24567 | 0.27227 | 0.29947 | 0.32623 | 0.35128 | 0.37528 | 0.39798 | 0.42028 | 0.44236 | 0.4641 | 0.48669 | 0.5088 | 0.53172 | End
Gen_BB016 | MW | SEPD | Leading the Way | Charleston | 0.086878 | 0.086878 | 0.086902 | 0.08694 | 0.087003 | 0.087307 | 0.087494 | 0.087839 | 0.088471 | 0.089508 | 0.17533 | 0.1772 | 0.17949 | 0.18154 | 0.18358 | 0.18647 | 0.1886 | 0.19073 | 0.19244 | 0.19412 | 0.19577 | 0.19739 | 0.19898 | 0.20055 | 0.20208 | 0.20358 | 0.20505 | 0.20653 | 0.20802 | 0.20954 | 0.21106 | 0.21261 | End
Gen_BB017 | MW | SEPD | Leading the Way | Charleston | 0 | 0 | 0 | 0 | 0 | 0 | 0 | 0 | 0 | 0 | 0 | 0 | 0 | 0 | 0 | 0 | 0 | 0 | 0 | 0 | 0 | 0 | 0 | 0 | 0 | 0 | 0 | 0 | 0 | 0 | 0 | 0 | End
Gen_BB018 | MW | SEPD | Leading the Way | Charleston | 1.35 | 1.35 | 1.35 | 1.35 | 1.35 | 1.35 | 1.35 | 1.35 | 1.35 | 1.35 | 1.35 | 1.35 | 1.35 | 1.35 | 1.35 | 1.35 | 1.35 | 1.35 | 1.35 | 1.35 | 1.35 | 1.35 | 1.35 | 1.35 | 1.35 | 1.35 | 1.35 | 1.35 | 1.35 | 1.35 | 1.35 | 1.35 | End
Hydrogen electrolysis | MW | SEPD | Leading the Way | Charleston | 0 | 0 | 0 | 0 | 0 | 0 | 0 | 0 | 0 | 0 | 0 | 0 | 0 | 0 | 0 | 0 | 0 | 0 | 0 | 0 | 0 | 0 | 0 | 0 | 0 | 0 | 0 | 0 | 0 | 0 | 0 | 0 | End
Lct_BB001 | Number | SEPD | Leading the Way | Charleston | 41.8136 | 69.4835 | 125.0787 | 254.9772 | 441.4382 | 795.4518 | 1202.8257 | 1648.7156 | 2155.3253 | 2749.1387 | 3456.6206 | 4401.4108 | 5396.8609 | 6468.3787 | 7560.8881 | 8648.0448 | 9633.8132 | 10435.0596 | 11048.6919 | 11484.7171 | 11784.6099 | 11787.3413 | 11750.2749 | 11665.3998 | 11540.3782 | 11334.0267 | 11065.992 | 10741.1734 | 10357.3005 | 9908.5622 | 9388.5505 | 8786.4423 | End
Lct_BB003 | Number | SEPD | Leading the Way | Charleston | 0 | 0 | 0 | 0 | 0 | 0 | 0 | 0 | 0 | 0 | 0 | 0 | 0.18272 | 0.34465 | 0.53454 | 0.71831 | 0.89439 | 1.0471 | 1.1762 | 1.2638 | 1.33 | 1.3959 | 1.427 | 1.4752 | 1.5375 | 1.5868 | 1.6354 | 1.6354 | 1.6354 | 1.6354 | 1.6354 | 1.6354 | End
Lct_BB005 | Number | SEPD | Leading the Way | Charleston | 17.9153 | 43.3738 | 59.5833 | 212.0704 | 420.9927 | 683.7858 | 956.6877 | 1380.5857 | 1931.8155 | 2518.9437 | 3188.5633 | 3678.1109 | 4000.9989 | 4332.2881 | 4670.0846 | 5019.8504 | 5365.2036 | 5633.791 | 5944.3599 | 6366.3786 | 6775.0927 | 7309.0096 | 7598.1477 | 7889.1163 | 8150.5149 | 8411.032 | 8669.8652 | 8701.0652 | 8732.2652 | 8763.4652 | 8794.6652 | 8825.8652 | End
Lct_BB006 | Number | SEPD | Leading the Way | Charleston | 0 | 0 | 43.5363 | 86.5086 | 128.9177 | 170.7645 | 212.0477 | 300.1282 | 386.7873 | 472.0247 | 555.8425 | 619.8514 | 766.1848 | 910.8903 | 1053.967 | 1195.4182 | 1335.2413 | 1502.4287 | 1667.6694 | 1830.9625 | 1992.3068 | 2151.7045 | 2240.293 | 2328.2855 | 2415.6788 | 2502.4746 | 2588.6727 | 2588.6727 | 2588.6727 | 2588.6727 | 2588.6727 | 2588.6727
Lct_BB007 | Number | SEPD | Leading the Way | Charleston | 40.3285 | 52.4772 | 51.4142 | 85.5828 | 159.351 | 214.4941 | 271.2155 | 327.6479 | 403.8007 | 480.7256 | 565.257 | 664.3716 | 713.6763 | 762.3471 | 810.3842 | 857.7881 | 904.559 | 932.6597 | 962.712 | 1001.9271 | 1031.7577 | 1068.4976 | 1083.7225 | 1103.2642 | 1122.8955 | 1142.6163 | 1162.4267 | 1162.9226 | 1163.7779 | 1164.7529 | 1165.8478 | 1167.0625 | End
Lct_BB008 | Number | SEPD | Leading the Way | Charleston | 0 | 0 | 1.7565 | 3.4903 | 5.2015 | 6.8899 | 8.5556 | 12.1094 | 15.6059 | 19.045 | 22.4268 | 25.7513 | 33.3516 | 40.8673 | 48.2985 | 55.6452 | 62.9074 | 71.5908 | 80.1731 | 88.6542 | 97.0342 | 105.313 | 109.9141 | 114.4842 | 119.0233 | 123.5312 | 128.0082 | 128.0082 | 128.0082 | 128.0082 | 128.0082 | 128.0082 | End
Lct_BB010b | MW | SEPD | Leading the Way | Charleston | 0.392 | 0.52993 | 0.76251 | 1.2463 | 1.9682 | 2.829 | 3.9857 | 5.368 | 7.022 | 9.4788 | 12.378 | 15.166 | 18.3364 | 21.8837 | 26.3965 | 30.0972 | 32.381 | 33.6281 | 34.584 | 35.0925 | 35.3251 | 35.363 | 35.3907 | 35.4088 | 35.4192 | 35.4192 | 35.4192 | 35.4192 | 35.4192 | 35.4192 | 35.4192 | 35.4192 | End
Lct_BB011b | MW | SEPD | Leading the Way | Charleston | 0.078 | 0.112 | 0.14526 | 0.23432 | 0.33785 | 0.45641 | 0.6347 | 0.87084 | 1.159 | 1.412 | 1.6927 | 2.0107 | 2.3657 | 2.7487 | 3.1323 | 3.4887 | 3.7912 | 4.0226 | 4.1806 | 4.2693 | 4.3069 | 4.3139 | 4.3152 | 4.3179 | 4.3219 | 4.3277 | 4.3355 | 4.3355 | 4.3355 | 4.3355 | 4.3356 | 4.3529 | End
Lct_BB012b | MW | SEPD | Leading the Way | Charleston | 2.27 | 2.3014 | 2.3336 | 2.4026 | 2.48 | 2.5617 | 2.6654 | 2.7959 | 2.9505 | 3.1075 | 3.2869 | 3.4877 | 3.7661 | 4.0655 | 4.3643 | 4.6447 | 4.8871 | 5.0802 | 5.222 | 5.3156 | 5.3724 | 5.3767 | 5.38 | 5.3823 | 5.3838 | 5.3845 | 5.3845 | 5.3845 | 5.3845 | 5.3845 | 5.3845 | 5.3845 | End
Lct_BB013b | MW | SEPD | Leading the Way | Charleston | 0 | 0.0167 | 0.03341 | 0.06822 | 0.10001 | 0.13375 | 0.20193 | 0.2996 | 0.40682 | 0.46089 | 0.51511 | 0.57556 | 0.64737 | 0.72028 | 0.78999 | 0.85012 | 0.8973 | 0.92892 | 0.94591 | 0.94915 | 0.94915 | 0.94915 | 0.94915 | 0.94915 | 0.94915 | 0.94915 | 0.94915 | 0.94915 | 0.94915 | 0.94915 | 0.94915 | 0.94915 | End
Lct_BB014 | Number | SEPD | Leading the Way | Charleston | 51.327 | 51.7209 | 51.7415 | 52.186 | 52.6509 | 52.7696 | 53.226 | 53.3491 | 53.6356 | 53.922 | 54.2085 | 54.4949 | 54.7813 | 55.0678 | 55.3542 | 55.6406 | 55.9271 | 56.2135 | 56.5 | 56.7864 | 57.0728 | 57.3593 | 57.6457 | 57.9322 | 58.2186 | 58.505 | 58.7915 | 59.0779 | 59.3643 | 59.6508 | 59.9372 | 60.2237 | End
Other generation | MW | SEPD | Leading the Way | Charleston | 0 | 0 | 0 | 0 | 0 | 0 | 0 | 0 | 0 | 0 | 0 | 0 | 0 | 0 | 0 | 0 | 0 | 0 | 0 | 0 | 0 | 0 | 0 | 0 | 0 | 0 | 0 | 0 | 0 | 0 | 0 | 0 | End
Srg_BB001 | MW | SEPD | Leading the Way | Charleston | 0 | 0.19736 | 0.26052 | 50.1842 | 50.2079 | 50.2316 | 50.4921 | 51.254 | 51.4393 | 51.6428 | 51.8645 | 52.1122 | 52.1469 | 52.1843 | 52.2224 | 52.2623 | 52.3167 | 52.3987 | 52.486 | 52.5761 | 52.6686 | 52.7639 | 52.8779 | 52.9925 | 53.1071 | 53.2226 | 53.3384 | 53.348 | 53.3575 | 53.3668 | 53.3761 | 53.3851 | End
Srg_BB002 | MW | SEPD | Leading the Way | Charleston | 0 | 0 | 0.0153 | 0.031492 | 0.048921 | 0.068075 | 0.089487 | 0.2294 | 0.28716 | 0.35367 | 0.43483 | 0.52679 | 0.66296 | 0.81403 | 0.97974 | 1.16 | 1.3552 | 1.5175 | 1.6804 | 1.8526 | 2.0329 | 2.2222 | 2.303 | 2.3795 | 2.4502 | 2.5152 | 2.5597 | 2.6034 | 2.6417 | 2.6745 | 2.7018 | 2.7287 | End
Data centres (MW) | MW | SEPD | Leading the Way | Clachan | 0 | 0 | 0 | 0 | 0 | 0 | 0 | 0 | 0 | 0 | 0 | 0 | 0 | 0 | 0 | 0 | 0 | 0 | 0 | 0 | 0 | 0 | 0 | 0 | 0 | 0 | 0 | 0 | 0 | 0 | 0 | 0 | End
Dem_BB001a | Number of homes (cumulative) | SEPD | Leading the Way | Clachan | 0 | 3 | 6 | 12 | 19 | 26 | 33 | 41 | 49 | 57 | 64 | 70 | 76 | 80 | 83 | 86 | 88 | 90.1136 | 92.2377 | 93.347 | 94.4461 | 95.5803 | 95.6547 | 95.7159 | 95.7651 | 95.8042 | 95.8363 | 95.8624 | 95.8836 | 95.899 | 95.9093 | 95.9141 | End
Dem_BB002b | Floorspace (m2) (cumulative) | SEPD | Leading the Way | Clachan | 0 | 0 | 0 | 0 | 0 | 0 | 0 | 0 | 0 | 0 | 0 | 0 | 0 | 0 | 0 | 0 | 0 | 0 | 0 | 0 | 0 | 0 | 0 | 0 | 0 | 0 | 0 | 0 | 0 | 0 | 0 | 0 | End
Domestic direct electric heating | Number | SEPD | Leading the Way | Clachan | 468.8364 | 469.1597 | 469.4841 | 464.7849 | 457.5124 | 447.5784 | 435.2358 | 425.3398 | 415.661 | 406.2386 | 395.627 | 388.3988 | 386.4937 | 385.6077 | 383.7237 | 381.9591 | 380.1092 | 378.2733 | 376.4475 | 374.5335 | 372.7321 | 370.9513 | 369.0922 | 367.2537 | 365.4353 | 363.7264 | 362.0291 | 360.3463 | 358.6695 | 357.0088 | 355.3626 | 353.7328 | End
Gas: Hydrogen peaking | MW | SEPD | Leading the Way | Clachan | 0 | 0 | 0 | 0 | 0 | 0 | 0 | 0 | 0 | 0 | 0 | 0 | 0 | 0 | 0 | 0 | 0 | 0 | 0 | 0 | 0 | 0 | 0 | 0 | 0 | 0 | 0 | 0 | 0 | 0 | 0 | 0 | End
Gen_BB001 | MW | SEPD | Leading the Way | Clachan | 0 | 0 | 0 | 0 | 0 | 0 | 0 | 0 | 0 | 0 | 0 | 0 | 0 | 0 | 0 | 0 | 0 | 0 | 0 | 0 | 0 | 0 | 0 | 0 | 0 | 0 | 0 | 0 | 0 | 0 | 0 | 0 | End
Gen_BB004 | MW | SEPD | Leading the Way | Clachan | 0 | 0 | 0 | 0 | 0 | 0 | 0 | 0 | 0 | 0 | 0 | 0 | 0 | 0 | 0 | 0 | 0 | 0 | 0 | 0 | 0 | 0 | 0 | 0 | 0 | 0 | 0 | 0 | 0 | 0 | 0 | 0 | End
Gen_BB005 | MW | SEPD | Leading the Way | Clachan | 0 | 0 | 0 | 0 | 0 | 0 | 0 | 0 | 0 | 0 | 0 | 0 | 0 | 0 | 0 | 0 | 0 | 0 | 0 | 0 | 0 | 0 | 0 | 0 | 0 | 0 | 0 | 0 | 0 | 0 | 0 | 0 | End
Gen_BB006 | MW | SEPD | Leading the Way | Clachan | 0 | 0 | 0 | 0 | 0 | 0 | 0 | 0 | 0 | 0 | 0 | 0 | 0 | 0 | 0 | 0 | 0 | 0 | 0 | 0 | 0 | 0 | 0 | 0 | 0 | 0 | 0 | 0 | 0 | 0 | 0 | 0 | End
Gen_BB008 | MW | SEPD | Leading the Way | Clachan | 0 | 0 | 0 | 0 | 0 | 0 | 0 | 0 | 0 | 0 | 0 | 0 | 0 | 0 | 0 | 0 | 0 | 0 | 0 | 0 | 0 | 0 | 0 | 0 | 0 | 0 | 0 | 0 | 0 | 0 | 0 | 0 | End
Gen_BB010 | MW | SEPD | Leading the Way | Clachan | 0 | 0 | 0 | 0 | 0 | 0 | 0 | 0 | 0 | 0 | 0 | 0 | 0 | 0 | 0 | 0 | 0 | 0 | 0 | 0 | 0 | 0 | 0 | 0 | 0 | 0 | 0 | 0 | 0 | 0 | 0 | 0 | End
Gen_BB011 | MW | SEPD | Leading the Way | Clachan | 0 | 0 | 0 | 0 | 0 | 0 | 0 | 0 | 0 | 0 | 0 | 0 | 0 | 0 | 0 | 0 | 0 | 0 | 0 | 0 | 0 | 0 | 0 | 0 | 0 | 0 | 0 | 0 | 0 | 0 | 0 | 0 | End
Gen_BB012 | MW | SEPD | Leading the Way | Clachan | 0.01005 | 0.010398 | 0.010944 | 0.061658 | 0.062622 | 0.063745 | 0.065149 | 0.068061 | 0.071034 | 0.074812 | 0.078668 | 0.082566 | 0.086488 | 0.09044 | 0.09443 | 0.098464 | 0.10114 | 0.10347 | 0.10576 | 0.10799 | 0.1102 | 0.11237 | 0.11443 | 0.11635 | 0.11814 | 0.11946 | 0.12079 | 0.12199 | 0.12309 | 0.12407 | 0.12506 | 0.12605 | End
Gen_BB013 | MW | SEPD | Leading the Way | Clachan | 0.15832 | 0.16297 | 0.17005 | 0.17994 | 0.19317 | 0.20832 | 0.2265 | 0.25982 | 0.29286 | 0.33245 | 0.37136 | 0.40942 | 0.44708 | 0.48266 | 0.51716 | 0.55266 | 0.56986 | 0.58555 | 0.60128 | 0.61594 | 0.63169 | 0.64744 | 0.66155 | 0.67493 | 0.68758 | 0.69856 | 0.70953 | 0.71983 | 0.72947 | 0.73845 | 0.74747 | 0.7565 | End
Gen_BB014 | MW | SEPD | Leading the Way | Clachan | 0 | 0 | 0 | 0 | 0 | 0 | 0 | 0 | 0 | 0 | 0 | 0 | 0 | 0 | 0 | 0 | 0 | 0 | 0 | 0 | 0 | 0 | 0 | 0 | 0 | 0 | 0 | 0 | 0 | 0 | 0 | 0 | End
Gen_BB015 | MW | SEPD | Leading the Way | Clachan | 19.3 | 19.3 | 19.3 | 19.3 | 19.3 | 19.3 | 19.3 | 19.3 | 27.02 | 27.2278 | 27.4544 | 27.6842 | 28.0167 | 28.244 | 28.4915 | 28.7454 | 29.0053 | 29.2813 | 29.5744 | 29.8856 | 30.1959 | 30.5132 | 30.8253 | 31.1176 | 31.3975 | 31.6622 | 31.9224 | 32.1799 | 32.4335 | 32.697 | 32.9549 | 33.2222 | End
Gen_BB016 | MW | SEPD | Leading the Way | Clachan | 0.93357 | 0.93357 | 0.93385 | 0.9343 | 0.93503 | 0.93857 | 0.94076 | 0.94478 | 0.95215 | 0.96424 | 0.98549 | 1.0074 | 1.034 | 1.0579 | 1.9818 | 2.0154 | 2.0402 | 2.0651 | 2.085 | 2.1046 | 2.1239 | 2.1428 | 2.1614 | 2.1796 | 2.1975 | 2.215 | 2.2321 | 2.2494 | 2.2669 | 2.2845 | 2.3023 | 2.3203 | End
Gen_BB017 | MW | SEPD | Leading the Way | Clachan | 0 | 0 | 0 | 0 | 0 | 0 | 0 | 0 | 0 | 0 | 0 | 0 | 0 | 0 | 0 | 0 | 0 | 0 | 0 | 0 | 0 | 0 | 0 | 0 | 0 | 0 | 0 | 0 | 0 | 0 | 0 | 0 | End
Gen_BB018 | MW | SEPD | Leading the Way | Clachan | 76.445 | 76.445 | 77.135 | 77.135 | 77.1826 | 77.4742 | 77.576 | 77.7595 | 77.9231 | 78.1063 | 78.2695 | 78.453 | 78.6164 | 78.8001 | 78.9831 | 79.1465 | 79.3302 | 79.4811 | 79.6413 | 79.771 | 79.9121 | 80.0452 | 80.1506 | 80.2698 | 80.383 | 80.4712 | 80.5741 | 80.6731 | 80.768 | 80.8395 | 80.928 | 81.0137 | End
Hydrogen electrolysis | MW | SEPD | Leading the Way | Clachan | 0 | 0 | 0 | 0 | 0 | 0 | 0 | 0 | 0 | 0 | 0 | 0 | 0 | 0 | 0 | 0 | 0 | 0 | 0 | 0 | 0 | 0 | 0 | 0 | 0 | 0 | 0 | 0 | 0 | 0 | 0 | 0 | End
Lct_BB001 | Number | SEPD | Leading the Way | Clachan | 6.5894 | 10.9375 | 19.6149 | 39.4508 | 67.6293 | 110.1145 | 162.6038 | 222.2832 | 293.2847 | 380.5887 | 527.0655 | 689.0892 | 854.3832 | 1024.6107 | 1196.1048 | 1367.2571 | 1508.1512 | 1617.5976 | 1696.0725 | 1746.0036 | 1774.562 | 1757.5422 | 1735.0236 | 1705.8851 | 1671.3656 | 1625.6093 | 1571.9731 | 1510.9487 | 1442.4624 | 1365.7964 | 1280.3233 | 1186.0244 | End
Lct_BB003 | Number | SEPD | Leading the Way | Clachan | 0 | 0 | 0 | 0 | 0 | 0 | 0 | 0 | 0 | 0 | 0 | 0 | 0 | 0 | 0 | 0 | 0 | 0 | 0 | 0 | 0 | 0 | 0 | 0 | 0 | 0 | 0 | 0 | 0 | 0 | 0 | 0 | End
Lct_BB005 | Number | SEPD | Leading the Way | Clachan | 63.13 | 70.3623 | 71.5953 | 87.808 | 133.1473 | 178.5153 | 229.8441 | 275.9349 | 342.8386 | 410.925 | 484.6193 | 598.7151 | 651.431 | 701.4466 | 749.4548 | 796.7437 | 841.7851 | 864.9242 | 887.3626 | 913.2058 | 926.1058 | 938.6008 | 943.5713 | 948.5599 | 959.6281 | 971.6678 | 984.0281 | 985.8281 | 987.6281 | 989.4281 | 991.2281 | 993.0281 | End
Lct_BB006 | Number | SEPD | Leading the Way | Clachan | 0 | 0 | 0 | 0 | 0 | 0 | 0 | 0 | 0 | 0 | 0 | 0 | 0 | 0 | 0 | 0 | 0 | 0 | 0 | 0 | 0 | 0 | 0 | 0 | 0 | 0 | 0 | 0 | 0 | 0 | 0 | 0 | End
Lct_BB007 | Number | SEPD | Leading the Way | Clachan | 0 | 0 | 0 | 0 | 0 | 0 | 0 | 0 | 0 | 0 | 0 | 0 | 0 | 0 | 0 | 0 | 0 | 0 | 0 | 0 | 0 | 0 | 0 | 0 | 0 | 0 | 0 | 0 | 0 | 0 | 0 | 0 | End
Lct_BB008 | Number | SEPD | Leading the Way | Clachan | 0 | 0 | 0 | 0 | 0 | 0 | 0 | 0 | 0 | 0 | 0 | 0 | 0 | 0 | 0 | 0 | 0 | 0 | 0 | 0 | 0 | 0 | 0 | 0 | 0 | 0 | 0 | 0 | 0 | 0 | 0 | 0 | End
Lct_BB010b | MW | SEPD | Leading the Way | Clachan | 0.035 | 0.0504 | 0.098 | 0.1694 | 0.2814 | 0.4368 | 0.6496 | 0.875 | 1.1872 | 1.54 | 2.1771 | 2.8453 | 3.5064 | 5.2237 | 6.3208 | 6.9545 | 7.0878 | 7.1155 | 7.2305 | 7.2427 | 7.2487 | 7.2493 | 7.2497 | 7.25 | 7.2502 | 7.2502 | 7.2502 | 7.2502 | 7.2502 | 7.2502 | 7.2502 | 7.2502 | End
Lct_BB011b | MW | SEPD | Leading the Way | Clachan | 0 | 0.0006 | 0.0042 | 0.00991 | 0.01667 | 0.02448 | 0.03703 | 0.05472 | 0.07677 | 0.09418 | 0.11344 | 0.13542 | 0.15783 | 0.18201 | 0.20649 | 0.22914 | 0.2486 | 0.2635 | 0.27375 | 0.27966 | 0.28231 | 0.283 | 0.28312 | 0.28336 | 0.28372 | 0.28429 | 0.28501 | 0.28501 | 0.28501 | 0.28501 | 0.28501 | 0.28666 | End
Lct_BB012b | MW | SEPD | Leading the Way | Clachan | 0.054 | 0.0542 | 0.05488 | 0.0556 | 0.0562 | 0.05648 | 0.05659 | 0.05814 | 0.05995 | 0.06215 | 0.06465 | 0.06734 | 0.07114 | 0.07504 | 0.07882 | 0.08218 | 0.08489 | 0.08685 | 0.08809 | 0.0887 | 0.08879 | 0.08882 | 0.08885 | 0.08885 | 0.08885 | 0.08885 | 0.08885 | 0.08885 | 0.08885 | 0.08885 | 0.08885 | 0.08885 | End
Lct_BB013b | MW | SEPD | Leading the Way | Clachan | 0 | 0.0003 | 0.0006 | 0.00122 | 0.00179 | 0.00239 | 0.00361 | 0.00535 | 0.00726 | 0.00822 | 0.00919 | 0.01027 | 0.01155 | 0.01285 | 0.01409 | 0.01516 | 0.016 | 0.01656 | 0.01686 | 0.01692 | 0.01692 | 0.01692 | 0.01692 | 0.01692 | 0.01692 | 0.01692 | 0.01692 | 0.01692 | 0.01692 | 0.01692 | 0.01692 | 0.01692 | End
Lct_BB014 | Number | SEPD | Leading the Way | Clachan | 0.73398 | 0.73962 | 0.73991 | 0.74627 | 0.75292 | 0.75461 | 0.76114 | 0.7629 | 0.767 | 0.77109 | 0.77519 | 0.77929 | 0.78338 | 0.78748 | 0.79158 | 0.79567 | 0.79977 | 0.80386 | 0.80796 | 0.81206 | 0.81615 | 0.82025 | 0.82434 | 0.82844 | 0.83254 | 0.83663 | 0.84073 | 0.84482 | 0.84892 | 0.85302 | 0.85711 | 0.86121 | End
Other generation | MW | SEPD | Leading the Way | Clachan | 0 | 0 | 0 | 0 | 0 | 0 | 0 | 0 | 0 | 0 | 0 | 0 | 0 | 0 | 0 | 0 | 0 | 0 | 0 | 0 | 0 | 0 | 0 | 0 | 0 | 0 | 0 | 0 | 0 | 0 | 0 | 0 | End
Srg_BB001 | MW | SEPD | Leading the Way | Clachan | 0 | 0 | 0.015623 | 0.030972 | 0.047668 | 0.065697 | 0.094472 | 0.23704 | 0.32901 | 0.4252 | 0.52136 | 0.68243 | 0.70396 | 0.73589 | 0.76633 | 0.80106 | 0.88571 | 1.0018 | 1.1262 | 1.2517 | 1.38 | 1.5141 | 1.5564 | 1.5997 | 1.6413 | 1.6838 | 1.7259 | 1.749 | 1.7713 | 1.7927 | 1.814 | 1.8343 | End
Srg_BB002 | MW | SEPD | Leading the Way | Clachan | 0 | 0 | 0.0033108 | 0.0068398 | 0.010671 | 0.014916 | 0.019704 | 0.05146 | 0.064723 | 0.08017 | 0.099194 | 0.12091 | 0.15327 | 0.18935 | 0.2291 | 0.2725 | 0.31802 | 0.35492 | 0.39106 | 0.42843 | 0.46675 | 0.50621 | 0.52275 | 0.53818 | 0.55227 | 0.56508 | 0.57378 | 0.58228 | 0.58967 | 0.59597 | 0.60119 | 0.60632 | End
Data centres (MW) | MW | SEPD | Leading the Way | Clayhills | 0 | 0 | 0 | 0 | 0 | 0 | 0 | 0 | 0 | 0 | 0 | 0 | 0 | 0 | 0 | 0 | 0 | 0 | 0 | 0 | 0 | 0 | 0 | 0 | 0 | 0 | 0 | 0 | 0 | 0 | 0 | 0 | End
Dem_BB001a | Number of homes (cumulative) | SEPD | Leading the Way | Clayhills | 0 | 8.7805 | 24.7204 | 43.8771 | 77.0457 | 114.195 | 124.3828 | 134.5259 | 144.6054 | 154.789 | 164.8464 | 175.1861 | 184.366 | 192.5074 | 192.5074 | 192.5074 | 192.5074 | 193.7581 | 195.1247 | 196.3288 | 197.4201 | 198.3515 | 198.8681 | 199.2924 | 199.6341 | 199.9056 | 200.128 | 200.3095 | 200.4566 | 200.5634 | 200.6344 | 200.668 | End
Dem_BB002b | Floorspace (m2) (cumulative) | SEPD | Leading the Way | Clayhills | 0 | 0 | 0 | 0 | 0 | 0 | 0 | 0 | 0 | 0 | 0 | 0 | 0 | 0 | 0 | 0 | 0 | 0 | 0 | 0 | 0 | 0 | 0 | 0 | 0 | 0 | 0 | 0 | 0 | 0 | 0 | 0 | End
Domestic direct electric heating | Number | SEPD | Leading the Way | Clayhills | 2184.2117 | 2185.1723 | 2186.9061 | 2111.1581 | 2000.0435 | 1854.8943 | 1693.9671 | 1593.5655 | 1497.1886 | 1404.7177 | 1317.3713 | 1254.4099 | 1251.7166 | 1250.8074 | 1234.9487 | 1220.0397 | 1206.3775 | 1193.2042 | 1180.2896 | 1168.5014 | 1157.3815 | 1146.5459 | 1136.7322 | 1127.8091 | 1119.0737 | 1110.4628 | 1101.8687 | 1093.403 | 1084.8275 | 1076.3845 | 1068.2288 | 1060.4424 | End
Gas: Hydrogen peaking | MW | SEPD | Leading the Way | Clayhills | 0 | 0 | 0 | 0 | 0 | 0 | 0 | 0 | 0 | 0 | 0 | 0 | 0 | 0 | 0 | 0 | 0 | 0 | 0 | 0 | 0 | 0 | 0 | 0 | 0 | 0 | 0 | 0 | 0 | 0 | 0 | 0 | End
Gen_BB001 | MW | SEPD | Leading the Way | Clayhills | 0 | 0 | 0 | 0 | 0 | 0 | 0 | 0 | 0 | 0 | 0 | 0 | 0 | 0 | 0 | 0 | 0 | 0 | 0 | 0 | 0 | 0 | 0 | 0 | 0 | 0 | 0 | 0 | 0 | 0 | 0 | 0 | End
Gen_BB004 | MW | SEPD | Leading the Way | Clayhills | 1 | [31 empty] | End | bar: 2020 to 2050
Gen_BB005 | MW | SEPD | Leading the Way | Clayhills | 0 | 0 | 0 | 0 | 0 | 0 | 0 | 0 | 0 | 0 | 0 | 0 | 0 | 0 | 0 | 0 | 0 | 0 | 0 | 0 | 0 | 0 | 0 | 0 | 0 | 0 | 0 | 0 | 0 | 0 | 0 | 0 | End
Gen_BB006 | MW | SEPD | Leading the Way | Clayhills | 0 | 0 | 0 | 0 | 0 | 0 | 0 | 0 | 0 | 0 | 0 | 0 | 0 | 0 | 0 | 0 | 0 | 0 | 0 | 0 | 0 | 0 | 0 | 0 | 0 | 0 | 0 | 0 | 0 | 0 | 0 | 0 | End
Gen_BB008 | MW | SEPD | Leading the Way | Clayhills | 0 | 0 | 0 | 0 | 0 | 0 | 0 | 0 | 0 | 0 | 0 | 0 | 0 | 0 | 0 | 0 | 0 | 0 | 0 | 0 | 0 | 0 | 0 | 0 | 0 | 0 | 0 | 0 | 0 | 0 | 0 | 0 | End
Gen_BB010 | MW | SEPD | Leading the Way | Clayhills | 0 | 0 | 0 | 0 | 0 | 0 | 0 | 0 | 0 | 0 | 0 | 0 | 0 | 0 | 0 | 0 | 0 | 0 | 0 | 0 | 0 | 0 | 0 | 0 | 0 | 0 | 0 | 0 | 0 | 0 | 0 | 0 | End
Gen_BB011 | MW | SEPD | Leading the Way | Clayhills | 0 | 0 | 0 | 16 | 16 | 16 | 16 | 16 | 16 | 16 | 16 | 16 | 16 | 16 | 16 | 16 | 16 | 16 | 16 | 16 | 16 | 16 | 16 | 16 | 16 | 16 | 16 | 16 | 16 | 16 | 16 | 16 | End
Gen_BB012 | MW | SEPD | Leading the Way | Clayhills | 0.1923 | 0.42553 | 0.42599 | 0.42675 | 0.42799 | 0.42971 | 0.43218 | 0.43814 | 0.44505 | 0.45467 | 0.46515 | 0.47627 | 0.48778 | 0.49965 | 0.51183 | 0.52432 | 0.53888 | 0.55203 | 0.5655 | 0.57906 | 0.59284 | 0.60686 | 0.62035 | 0.63308 | 0.64504 | 0.65369 | 0.66235 | 0.67019 | 0.6772 | 0.68337 | 0.68956 | 0.69578 | End
Gen_BB013 | MW | SEPD | Leading the Way | Clayhills | 0.092921 | 0.10899 | 0.13479 | 0.16882 | 0.21811 | 0.27651 | 0.33232 | 0.43839 | 0.54255 | 0.66862 | 0.79399 | 0.91856 | 1.0444 | 1.1718 | 1.3015 | 1.4352 | 1.5962 | 1.7457 | 1.8916 | 2.0409 | 2.1904 | 2.3426 | 2.4997 | 2.6503 | 2.7945 | 2.9123 | 3.0298 | 3.1415 | 3.2453 | 3.3435 | 3.4417 | 3.54 | End
Gen_BB014 | MW | SEPD | Leading the Way | Clayhills | 0 | 0 | 0 | 0 | 0 | 0 | 0 | 0 | 0 | 0 | 0 | 0 | 0 | 0 | 0 | 0 | 0 | 0 | 0 | 0 | 0 | 0 | 0 | 0 | 0 | 0 | 0 | 0 | 0 | 0 | 0 | 0 | End
Gen_BB015 | MW | SEPD | Leading the Way | Clayhills | 0 | 0 | 0 | 0 | 0 | 0 | 0 | 0 | 0 | 0 | 0 | 0 | 0 | 0 | 0 | 0 | 0 | 0 | 0 | 0 | 0 | 0 | 0 | 0 | 0 | 0 | 0 | 0 | 0 | 0 | 0 | 0 | End
Gen_BB016 | MW | SEPD | Leading the Way | Clayhills | 0 | 0 | 0 | 0 | 0 | 0 | 0 | 0 | 0 | 0 | 0 | 0 | 0 | 0 | 0 | 0 | 0 | 0 | 0 | 0 | 0 | 0 | 0 | 0 | 0 | 0 | 0 | 0 | 0 | 0 | 0 | 0 | End
Gen_BB017 | MW | SEPD | Leading the Way | Clayhills | 0 | 0 | 0 | 0 | 0 | 0 | 0 | 0 | 0 | 0 | 0 | 0 | 0 | 0 | 0 | 0 | 0 | 0 | 0 | 0 | 0 | 0 | 0 | 0 | 0 | 0 | 0 | 0 | 0 | 0 | 0 | 0 | End
Gen_BB018 | MW | SEPD | Leading the Way | Clayhills | 0 | 0 | 0 | 0 | 0 | 0 | 0 | 0 | 0 | 0 | 0 | 0 | 0 | 0 | 0 | 0 | 0 | 0 | 0 | 0 | 0 | 0 | 0 | 0 | 0 | 0 | 0 | 0 | 0 | 0 | 0 | 0
Hydrogen electrolysis | MW | SEPD | Leading the Way | Clayhills | 0 | 0 | 0 | 0 | 0 | 0 | 0 | 0 | 0 | 0 | 0 | 0 | 0 | 0 | 0 | 0 | 0 | 0 | 0 | 0 | 0 | 0 | 0 | 0 | 0 | 0 | 0 | 0 | 0 | 0 | 0 | 0 | End
Lct_BB001 | Number | SEPD | Leading the Way | Clayhills | 40.3744 | 67.3212 | 123.778 | 258.1767 | 456.3365 | 880.5089 | 1337.2913 | 1819.3371 | 2339.812 | 2915.7998 | 3552.155 | 4608.5178 | 5758.542 | 7046.9495 | 8380.161 | 9713.1351 | 10953.4388 | 12014.2339 | 12882.8624 | 13561.5635 | 14088.5819 | 14276.3028 | 14408.6126 | 14474.9251 | 14483.6991 | 14380.0453 | 14169.3322 | 13884.0556 | 13520.7642 | 13070.9567 | 12525.5557 | 11860.7298 | End
Lct_BB003 | Number | SEPD | Leading the Way | Clayhills | 2.8848 | 3.3273 | 6.4814 | 12.1017 | 18.7176 | 27.895 | 46.4815 | 75.6592 | 111.4659 | 139.8203 | 174.1188 | 214.4403 | 253.8429 | 298.4868 | 347.5733 | 397.4347 | 444.8393 | 486.0222 | 519.285 | 543.7996 | 561.25 | 574.1034 | 582.6786 | 589.7382 | 595.9041 | 602.142 | 608.8034 | 606.0564 | 604.7961 | 604.9037 | 606.2378 | 608.6253 | End
Lct_BB005 | Number | SEPD | Leading the Way | Clayhills | 2.146 | 177.6514 | 218.3994 | 799.0419 | 1641.1104 | 2177.9354 | 2632.8918 | 3465.612 | 4466.6637 | 5543.7325 | 6748.3348 | 7223.6192 | 7558.7507 | 7904.5651 | 8254.5478 | 8608.586 | 8972.6482 | 9258.6076 | 9588.7121 | 10046.0414 | 10497.1603 | 11076.989 | 11366.3712 | 11657.6107 | 11897.1566 | 12118.3369 | 12333.6787 | 12362.4787 | 12390.6787 | 12419.4787 | 12448.2787 | 12477.0787 | End
Lct_BB006 | Number | SEPD | Leading the Way | Clayhills | 0 | 0 | 99.5601 | 197.8327 | 294.8167 | 390.5154 | 484.9269 | 686.3562 | 884.5368 | 1079.4685 | 1271.1511 | 1359.2096 | 1560.5227 | 1759.596 | 1956.4317 | 2151.0285 | 2343.3848 | 2573.3881 | 2800.7125 | 3025.3589 | 3247.3257 | 3466.6137 | 3588.4875 | 3709.5401 | 3829.7689 | 3949.176 | 4067.7592 | 4067.7592 | 4067.7592 | 4067.7592 | 4067.7592 | 4067.7592 | End
Lct_BB007 | Number | SEPD | Leading the Way | Clayhills | 81.8798 | 106.5455 | 104.3871 | 173.7604 | 323.5333 | 435.4914 | 550.6539 | 665.2297 | 819.8441 | 976.0261 | 1147.652 | 1348.8863 | 1448.9906 | 1547.8076 | 1645.3383 | 1741.5832 | 1836.5432 | 1893.5965 | 1954.6123 | 2034.2316 | 2094.7971 | 2169.3908 | 2200.302 | 2239.978 | 2279.8357 | 2319.8751 | 2360.0963 | 2361.1031 | 2362.8396 | 2364.8193 | 2367.0421 | 2369.5082 | End
Lct_BB008 | Number | SEPD | Leading the Way | Clayhills | 0 | 0 | 3.5664 | 7.0866 | 10.5607 | 13.9886 | 17.3705 | 24.5859 | 31.6848 | 38.6673 | 45.5335 | 52.2833 | 67.7143 | 82.9737 | 98.0615 | 112.9775 | 127.722 | 145.3521 | 162.7768 | 179.9962 | 197.0103 | 213.819 | 223.1608 | 232.4396 | 241.6553 | 250.808 | 259.8976 | 259.8976 | 259.8976 | 259.8976 | 259.8976 | 259.8976 | End
Lct_BB010b | MW | SEPD | Leading the Way | Clayhills | 0.102 | 0.23744 | 0.5936 | 1.2026 | 2.0032 | 2.9838 | 4.2568 | 5.7298 | 7.4906 | 9.7194 | 11.7539 | 13.9422 | 16.3801 | 19.0814 | 21.8651 | 24.8084 | 27.6235 | 29.7637 | 31.504 | 32.4936 | 33.0698 | 33.1992 | 33.2945 | 33.3565 | 33.3922 | 33.3922 | 33.3922 | 33.3922 | 33.3922 | 33.3922 | 33.3922 | 33.3922 | End
Lct_BB011b | MW | SEPD | Leading the Way | Clayhills | 0.156 | 0.2425 | 0.32676 | 0.57779 | 0.85082 | 1.1732 | 1.7724 | 2.7141 | 3.8888 | 4.6994 | 5.5721 | 6.5823 | 7.436 | 8.3639 | 9.3149 | 10.2044 | 10.9733 | 11.5709 | 11.9899 | 12.2314 | 12.3459 | 12.3905 | 12.3992 | 12.4162 | 12.4415 | 12.4781 | 12.5281 | 12.5281 | 12.5281 | 12.5281 | 12.529 | 12.6392 | End
Lct_BB012b | MW | SEPD | Leading the Way | Clayhills | 0.483 | 0.5562 | 0.63064 | 0.78956 | 0.9663 | 1.1495 | 1.3805 | 1.687 | 2.0492 | 2.4622 | 2.9346 | 3.4628 | 4.1974 | 4.9867 | 5.773 | 6.5102 | 7.1463 | 7.6529 | 8.0243 | 8.2692 | 8.4174 | 8.4342 | 8.4471 | 8.4563 | 8.4621 | 8.4648 | 8.4648 | 8.4648 | 8.4648 | 8.4648 | 8.4648 | 8.4648 | End
Lct_BB013b | MW | SEPD | Leading the Way | Clayhills | 0 | 0 | 0 | 0 | 0 | 0 | 0 | 0 | 0 | 0 | 0 | 0 | 0 | 0 | 0 | 0 | 0 | 0 | 0 | 0 | 0 | 0 | 0 | 0 | 0 | 0 | 0 | 0 | 0 | 0 | 0 | 0 | End
Lct_BB014 | Number | SEPD | Leading the Way | Clayhills | 116.6311 | 117.5262 | 117.5729 | 118.5831 | 119.6393 | 119.9091 | 120.9462 | 121.2261 | 121.8769 | 122.5278 | 123.1787 | 123.8296 | 124.4805 | 125.1313 | 125.7822 | 126.4331 | 127.084 | 127.7349 | 128.3857 | 129.0366 | 129.6875 | 130.3384 | 130.9892 | 131.6401 | 132.291 | 132.9419 | 133.5928 | 134.2436 | 134.8945 | 135.5454 | 136.1963 | 136.8471 | End
Other generation | MW | SEPD | Leading the Way | Clayhills | 0 | 0 | 0 | 0 | 0 | 0 | 0 | 0 | 0 | 0 | 0 | 0 | 0 | 0 | 0 | 0 | 0 | 0 | 0 | 0 | 0 | 0 | 0 | 0 | 0 | 0 | 0 | 0 | 0 | 0 | 0 | 0 | End
Srg_BB001 | MW | SEPD | Leading the Way | Clayhills | 0 | 0.46809 | 0.61788 | 0.67405 | 0.73022 | 0.78639 | 1.4043 | 3.2017 | 3.6324 | 4.1004 | 4.606 | 5.149 | 5.2239 | 5.2988 | 5.3736 | 5.4485 | 5.5234 | 5.6358 | 5.7481 | 5.8605 | 5.9728 | 6.0851 | 6.3192 | 6.5532 | 6.7873 | 7.0213 | 7.2554 | 7.2554 | 7.2554 | 7.2554 | 7.2554 | 7.2554 | End
Srg_BB002 | MW | SEPD | Leading the Way | Clayhills | 0 | 0 | 0.00256 | 0.005735 | 0.0097481 | 0.014818 | 0.021279 | 0.072163 | 0.096016 | 0.12674 | 0.16747 | 0.21662 | 0.29309 | 0.38136 | 0.48141 | 0.59329 | 0.7191 | 0.82679 | 0.93765 | 1.0575 | 1.1855 | 1.3225 | 1.3818 | 1.4387 | 1.492 | 1.5413 | 1.5752 | 1.6088 | 1.6384 | 1.6637 | 1.685 | 1.706 | End
Data centres (MW) | MW | SEPD | Leading the Way | Coupar Angus | 0 | 0 | 0 | 0 | 0 | 0 | 0 | 0 | 0 | 0 | 0 | 0 | 0 | 0 | 0 | 0 | 0 | 0 | 0 | 0 | 0 | 0 | 0 | 0 | 0 | 0 | 0 | 0 | 0 | 0 | 0 | 0 | End
Dem_BB001a | Number of homes (cumulative) | SEPD | Leading the Way | Coupar Angus | 0 | 68.4187 | 112.9181 | 171.2924 | 233.6757 | 330.0444 | 443.442 | 573.8061 | 696.1223 | 807.5168 | 911.8164 | 1017.3405 | 1091.3405 | 1163.3405 | 1231.3405 | 1301.3405 | 1364.3405 | 1405.7689 | 1448.3296 | 1482.7048 | 1510.9512 | 1534.0705 | 1547.6913 | 1559.2013 | 1568.6119 | 1575.9381 | 1581.2055 | 1584.4235 | 1586.6003 | 1588.7286 | 1589.8139 | 1590.8544 | End
Dem_BB002b | Floorspace (m2) (cumulative) | SEPD | Leading the Way | Coupar Angus | 0 | 0 | 0 | 2880 | 4230 | 9106.6176 | 18831.9118 | 30628.3824 | 35246.0294 | 40054.8529 | 45054.8529 | 50246.0294 | 63388.3824 | 77296.0784 | 107432.9412 | 124688.9706 | 132612.5 | 138241.9118 | 143680.1471 | 148927.2059 | 153983.0882 | 158181.1275 | 161521.3235 | 162691.1765 | 162882.3529 | 162882.3529 | 162882.3529 | 162882.3529 | 162882.3529 | 162882.3529 | 162882.3529 | 162882.3529 | End
Domestic direct electric heating | Number | SEPD | Leading the Way | Coupar Angus | 1984.8639 | 1992.2053 | 1996.9581 | 1965.0611 | 1909.1193 | 1838.9097 | 1753.9863 | 1683.6223 | 1611.1397 | 1537.2068 | 1466.1466 | 1420.1695 | 1389.3729 | 1379.2221 | 1372.3015 | 1366.0607 | 1359.5953 | 1351.793 | 1343.9132 | 1335.4628 | 1326.6566 | 1317.7661 | 1309.1559 | 1301.3012 | 1294.1014 | 1287.0095 | 1280.2294 | 1273.4771 | 1267.0341 | 1260.771 | 1254.4401 | 1248.1677 | End
Gas: Hydrogen peaking | MW | SEPD | Leading the Way | Coupar Angus | 0 | 0 | 0 | 0 | 0 | 0 | 0 | 0 | 0 | 0 | 0 | 0 | 0 | 0 | 0 | 0 | 0 | 0 | 0 | 0 | 0 | 0 | 0 | 0 | 0 | 0 | 0 | 0 | 0 | 0 | 0 | 0 | End
Gen_BB001 | MW | SEPD | Leading the Way | Coupar Angus | 0.075 | 0.075 | 0.075 | 0.075 | 0.075 | 0.075 | 0.075 | 0.075 | 0.075 | 0.075 | 0.075 | 0.075 | 0.075 | 0.075 | 0.075 | 0.075 | 0.075 | 0.075 | 0 | 0 | 0 | 0 | 0 | 0 | 0 | 0 | 0 | 0 | 0 | 0 | 0 | 0 | End
Gen_BB004 | MW | SEPD | Leading the Way | Coupar Angus | 0 | 0 | 0 | 0 | 0.088194 | 0.16934 | 0.25448 | 0.33931 | 0.42457 | 0.5082 | 0.59223 | 0.68142 | 0.77001 | 0.86186 | 1.0215 | 1.1812 | 1.2681 | 1.3559 | 1.4464 | 1.5392 | 1.6309 | 1.7159 | 1.7978 | 1.8811 | 1.9657 | 2.0523 | 2.1367 | 2.2242 | 2.3117 | 2.3998 | 2.491 | 2.5847 | End
Gen_BB005 | MW | SEPD | Leading the Way | Coupar Angus | 0 | 0 | 0 | 0 | 0 | 0 | 0 | 0 | 0 | 0 | 0 | 0 | 0 | 0 | 0 | 0 | 0 | 0 | 0 | 0 | 0 | 0 | 0 | 0 | 0 | 0 | 0 | 0 | 0 | 0 | 0 | 0 | End
Gen_BB006 | MW | SEPD | Leading the Way | Coupar Angus | 0 | 0 | 0 | 0 | 0 | 0 | 0 | 0 | 0 | 0 | 0 | 0 | 0 | 0 | 0 | 0 | 0 | 0 | 0 | 0 | 0 | 0 | 0 | 0 | 0 | 0 | 0 | 0 | 0 | 0 | 0 | 0 | End
Gen_BB008 | MW | SEPD | Leading the Way | Coupar Angus | 0 | 0 | 0 | 0 | 0 | 0 | 0 | 0 | 0 | 0 | 0 | 0 | 0 | 0 | 0 | 0 | 0 | 0 | 0 | 0 | 0 | 0 | 0 | 0 | 0 | 0 | 0 | 0 | 0 | 0 | 0 | 0 | End
Gen_BB010 | MW | SEPD | Leading the Way | Coupar Angus | 0 | 0 | 0.245 | 0.245 | 0.245 | 0.245 | 0.245 | 0.245 | 0.245 | 0.245 | 0.245 | 0.245 | 0.245 | 0.245 | 0.245 | 0.245 | 0.245 | 0.245 | 0.245 | 2.245 | 2.245 | 2.245 | 2.245 | 2.245 | 2.245 | 2.245 | 2.245 | 2.245 | 2.245 | 2.245 | 2.245 | 2.245 | End
Gen_BB011 | MW | SEPD | Leading the Way | Coupar Angus | 0 | 0 | 0 | 0 | 0 | 0 | 0 | 0 | 0 | 0 | 0 | 0 | 0 | 0 | 0 | 0 | 0 | 0 | 0 | 0 | 0 | 0 | 0 | 0 | 0 | 0 | 0 | 0 | 0 | 0 | 0 | 0 | End
Gen_BB012 | MW | SEPD | Leading the Way | Coupar Angus | 1.1665 | 1.5469 | 1.5549 | 1.5647 | 1.5771 | 1.5905 | 1.6059 | 1.6346 | 1.6606 | 1.6903 | 1.718 | 1.7439 | 1.7686 | 1.7925 | 1.8158 | 1.8386 | 1.863 | 1.8844 | 1.9057 | 1.9267 | 1.9476 | 1.9684 | 1.9882 | 2.0068 | 2.0241 | 2.0368 | 2.0495 | 2.0611 | 2.0716 | 2.0809 | 2.0903 | 2.0997 | End
Gen_BB013 | MW | SEPD | Leading the Way | Coupar Angus | 2.4803 | 2.5054 | 2.5402 | 2.5898 | 2.6556 | 2.7477 | 2.8668 | 3.0595 | 3.2512 | 3.4665 | 3.6816 | 3.9034 | 4.1077 | 4.32 | 4.5362 | 4.7634 | 5.016 | 5.2327 | 5.4459 | 5.6535 | 5.8584 | 6.0614 | 6.2582 | 6.4477 | 6.6293 | 6.779 | 6.9276 | 7.0667 | 7.1974 | 7.3208 | 7.4434 | 7.5664 | End
Gen_BB014 | MW | SEPD | Leading the Way | Coupar Angus | 0 | 0 | 0 | 0 | 0 | 0 | 0 | 0 | 0 | 0 | 0 | 0 | 0 | 0 | 0 | 0 | 0 | 0 | 0 | 0 | 0 | 0 | 0 | 0 | 0 | 0 | 0 | 0 | 0 | 0 | 0 | 0 | End
Gen_BB015 | MW | SEPD | Leading the Way | Coupar Angus | 69.85 | 69.85 | 69.85 | 69.85 | 69.85 | 69.85 | 69.85 | 75.57 | 75.57 | 89.6921 | 91.1338 | 92.5965 | 94.7118 | 96.1585 | 97.7329 | 99.3484 | 101.0024 | 102.7586 | 108.3035 | 116.0237 | 117.998 | 120.0166 | 122.0031 | 123.8624 | 125.6437 | 127.3282 | 128.9835 | 130.6221 | 132.2355 | 133.9119 | 135.553 | 137.2542 | End
Gen_BB016 | MW | SEPD | Leading the Way | Coupar Angus | 3.7386 | 3.7386 | 3.7404 | 3.7432 | 3.7479 | 3.7704 | 3.7843 | 3.8099 | 3.8568 | 3.9338 | 4.0689 | 4.2082 | 4.4777 | 5.6796 | 6.6565 | 7.6207 | 8.0786 | 8.7367 | 8.8636 | 8.9884 | 9.111 | 9.2314 | 9.3496 | 9.4656 | 9.5793 | 9.6906 | 9.7995 | 9.9095 | 10.0206 | 10.1329 | 10.2462 | 10.3607 | End
Gen_BB017 | MW | SEPD | Leading the Way | Coupar Angus | 0 | 0 | 0 | 0 | 0 | 0 | 0 | 0 | 0 | 0 | 0 | 0 | 0 | 0 | 0 | 0 | 0 | 0 | 0 | 0 | 0 | 0 | 0 | 0 | 0 | 0 | 0 | 0 | 0 | 0 | 0 | 0 | End
Gen_BB018 | MW | SEPD | Leading the Way | Coupar Angus | 2.0041 | 2.0041 | 2.0041 | 2.0041 | 2.0092 | 2.0407 | 2.0517 | 2.0715 | 2.0892 | 2.109 | 2.1266 | 2.1464 | 2.1641 | 2.1839 | 2.2037 | 2.2213 | 2.2411 | 2.2574 | 2.2747 | 2.2887 | 2.304 | 2.3184 | 2.3297 | 2.3426 | 2.3548 | 2.3644 | 2.3755 | 2.3862 | 2.3964 | 2.4041 | 2.4137 | 2.4229
Hydrogen electrolysis | MW | SEPD | Leading the Way | Coupar Angus | 0 | 0 | 0 | 0 | 0 | 0 | 0 | 0 | 0 | 0 | 0 | 0 | 0 | 0 | 0 | 0 | 0 | 0 | 0 | 0 | 0 | 0 | 0 | 0 | 0 | 0 | 0 | 0 | 0 | 0 | 0 | 0
Lct_BB001 | Number | SEPD | Leading the Way | Coupar Angus | 69.9757 | 116.0293 | 214.9016 | 436.4579 | 751.747 | 1273.1355 | 1901.7879 | 2612.4632 | 3448.0045 | 4459.9894 | 5931.2315 | 7668.5787 | 9480.7038 | 11397.2938 | 13364.639 | 15356.0512 | 17120.4345 | 18585.4485 | 19743.4545 | 20606.3094 | 21234.9756 | 21361.0816 | 21402.3702 | 21343.8325 | 21199.7963 | 20886.0351 | 20386.5898 | 19798.3202 | 19118.9311 | 18340.4912 | 17454.6911 | 16455.3718
Lct_BB003 | Number | SEPD | Leading the Way | Coupar Angus | 5.5143 | 6.3992 | 12.7074 | 23.3033 | 35.6488 | 52.5647 | 87.3373 | 149.9022 | 226.8658 | 281.8255 | 347.6447 | 430.1273 | 502.9953 | 585.3093 | 675.6691 | 767.2674 | 853.987 | 928.9712 | 989.1403 | 1033.1367 | 1064.1013 | 1086.6059 | 1101.4136 | 1113.4532 | 1123.8909 | 1134.0971 | 1144.9493 | 1141.093 | 1139.4871 | 1139.905 | 1142.1231 | 1145.8992
Lct_BB005 | Number | SEPD | Leading the Way | Coupar Angus | 118.385 | 165.8604 | 177.1979 | 315.6323 | 622.8873 | 941.4542 | 1287.1834 | 1677.3553 | 2172.7145 | 2678.4917 | 3224.8983 | 4064.6273 | 4524.2294 | 4984.1378 | 5441.1948 | 5901.4053 | 6360.6784 | 6670.1904 | 7008.6053 | 7450.3151 | 7835.0125 | 8323.5198 | 8589.8426 | 8857.8637 | 9129.0317 | 9401.548 | 9676.1312 | 9710.9312 | 9745.1312 | 9779.3312 | 9812.9312 | 9846.5312
Lct_BB006 | Number | SEPD | Leading the Way | Coupar Angus | 0 | 0 | 14.9667 | 29.7387 | 44.3179 | 58.7029 | 72.8941 | 103.1735 | 132.9641 | 162.2656 | 191.0805 | 237.8826 | 344.8796 | 450.6858 | 555.3002 | 658.7262 | 760.9608 | 883.206 | 1004.0249 | 1123.4207 | 1241.3931 | 1357.9432 | 1422.7161 | 1487.0547 | 1550.955 | 1614.4188 | 1677.4446 | 1677.4446 | 1677.4446 | 1677.4446 | 1677.4446 | 1677.4446
Lct_BB007 | Number | SEPD | Leading the Way | Coupar Angus | 22.596 | 29.4028 | 28.8072 | 47.9518 | 89.2839 | 120.1804 | 151.9612 | 183.5802 | 226.2484 | 269.3491 | 316.7119 | 372.2455 | 399.8707 | 427.1408 | 454.0559 | 480.6162 | 506.8218 | 522.5664 | 539.4047 | 561.3768 | 578.0908 | 598.676 | 607.2065 | 618.1556 | 629.155 | 640.2045 | 651.3041 | 651.582 | 652.0612 | 652.6075 | 653.2209 | 653.9015
Lct_BB008 | Number | SEPD | Leading the Way | Coupar Angus | 0 | 0 | 0.98419 | 1.9556 | 2.9144 | 3.8604 | 4.7937 | 6.7849 | 8.7439 | 10.6708 | 12.5657 | 14.4284 | 18.6868 | 22.8978 | 27.0615 | 31.1778 | 35.2467 | 40.1121 | 44.9207 | 49.6726 | 54.3679 | 59.0065 | 61.5846 | 64.1452 | 66.6884 | 69.2142 | 71.7226 | 71.7226 | 71.7226 | 71.7226 | 71.7226 | 71.7226
Lct_BB010b | MW | SEPD | Leading the Way | Coupar Angus | 0.595 | 0.74919 | 1.0689 | 1.9504 | 3.1436 | 4.6593 | 6.7891 | 9.1512 | 12.0475 | 15.9288 | 22.0548 | 28.9119 | 37.8453 | 46.8449 | 55.4316 | 60.5886 | 63.6384 | 65.2279 | 66.2126 | 66.5516 | 66.7496 | 66.7724 | 66.7891 | 66.8 | 66.8063 | 66.8063 | 66.8063 | 66.8063 | 66.8063 | 66.8063 | 66.8063 | 66.8063
Lct_BB011b | MW | SEPD | Leading the Way | Coupar Angus | 0.014 | 0.0414 | 0.09325 | 0.20265 | 0.32621 | 0.46931 | 0.70776 | 1.0541 | 1.4806 | 1.8108 | 2.172 | 2.586 | 2.9926 | 3.4323 | 3.8776 | 4.2919 | 4.6471 | 4.9205 | 5.1089 | 5.2163 | 5.264 | 5.2774 | 5.28 | 5.285 | 5.293 | 5.304 | 5.3192 | 5.3192 | 5.3192 | 5.3192 | 5.3194 | 5.3528
Lct_BB012b | MW | SEPD | Leading the Way | Coupar Angus | 0.337 | 0.3478 | 0.36676 | 0.39311 | 0.41715 | 0.43443 | 0.45065 | 0.50225 | 0.56297 | 0.63687 | 0.72082 | 0.81417 | 0.94399 | 1.0819 | 1.2168 | 1.3405 | 1.4448 | 1.5253 | 1.5812 | 1.6147 | 1.6317 | 1.6363 | 1.6398 | 1.6423 | 1.6439 | 1.6446 | 1.6446 | 1.6446 | 1.6446 | 1.6446 | 1.6446 | 1.6446
Lct_BB013b | MW | SEPD | Leading the Way | Coupar Angus | 0 | 0.0148 | 0.02965 | 0.06054 | 0.08875 | 0.11869 | 0.1792 | 0.26588 | 0.36105 | 0.40904 | 0.45715 | 0.5108 | 0.57454 | 0.63925 | 0.70112 | 0.75449 | 0.79636 | 0.82442 | 0.8395 | 0.84238 | 0.84238 | 0.84238 | 0.84238 | 0.84238 | 0.84238 | 0.84238 | 0.84238 | 0.84238 | 0.84238 | 0.84238 | 0.84238 | 0.84238
Lct_BB014 | Number | SEPD | Leading the Way | Coupar Angus | 14.756 | 14.8693 | 14.8752 | 15.003 | 15.1366 | 15.1708 | 15.302 | 15.3374 | 15.4197 | 15.5021 | 15.5844 | 15.6668 | 15.7491 | 15.8315 | 15.9138 | 15.9962 | 16.0785 | 16.1609 | 16.2432 | 16.3256 | 16.4079 | 16.4903 | 16.5726 | 16.655 | 16.7373 | 16.8197 | 16.902 | 16.9843 | 17.0667 | 17.149 | 17.2314 | 17.3137
Other generation | MW | SEPD | Leading the Way | Coupar Angus | 0.098 | 0.098 | 0.098 | 0.098 | 0.098 | 0.098 | 0.098 | 0.098 | 0.098 | 0.098 | 0.098 | 0.098 | 0.098 | 0.098 | 0.098 | 0.098 | 0.098 | 0.098 | 0.098 | 0.098 | 0.098 | 0.098 | 0.098 | 0.098 | 0.098 | 0.098 | 0.098 | 0.098 | 0.098 | 0.098 | 0.098 | 0.098
Srg_BB001 | MW | SEPD | Leading the Way | Coupar Angus | 0 | 0.29641 | 0.4478 | 0.53892 | 0.63491 | 40.7357 | 41.2311 | 43.1008 | 43.8073 | 44.5915 | 45.3969 | 46.4254 | 47.6909 | 48.987 | 50.2775 | 51.5796 | 53.0269 | 53.9331 | 54.8728 | 55.8333 | 56.8015 | 57.7891 | 58.1789 | 58.5722 | 58.9597 | 59.3494 | 59.7371 | 59.808 | 59.8763 | 59.9418 | 60.0071 | 60.0694
Srg_BB002 | MW | SEPD | Leading the Way | Coupar Angus | 0 | 0 | 0.049412 | 0.1003 | 0.15329 | 0.20952 | 0.26999 | 0.63898 | 0.78274 | 0.93842 | 1.1187 | 1.3138 | 1.5917 | 1.8896 | 2.2067 | 2.5424 | 2.8985 | 3.1898 | 3.4778 | 3.778 | 4.0883 | 4.4103 | 4.5461 | 4.6736 | 4.7906 | 4.8975 | 4.9702 | 5.0415 | 5.1037 | 5.1567 | 5.2008 | 5.2441
Data centres (MW) | MW | SEPD | Leading the Way | Craigiebuckler | 0 | 0 | 0 | 0 | 0 | 0 | 0 | 0 | 0 | 0 | 0 | 0 | 0 | 0 | 0 | 0 | 0 | 0 | 0 | 0 | 0 | 0 | 0 | 0 | 0 | 0 | 0 | 0 | 0 | 0 | 0 | 0
Dem_BB001a | Number of homes (cumulative) | SEPD | Leading the Way | Craigiebuckler | 0 | 304.4862 | 568.7705 | 805.1375 | 1035.5285 | 1269.8805 | 1498.6222 | 1717.2975 | 1935.8781 | 2165.4624 | 2411.0101 | 2669.7304 | 2908.7304 | 3144.7304 | 3312.7304 | 3452.7304 | 3573.7304 | 3665.3652 | 3757.1515 | 3834.7255 | 3899.152 | 3948.3828 | 3984.0654 | 4006.6262 | 4017.0777 | 4021.4364 | 4023.7303 | 4023.9701 | 4024.1644 | 4024.3056 | 4024.3993 | 4024.4438
Dem_BB002b | Floorspace (m2) (cumulative) | SEPD | Leading the Way | Craigiebuckler | 0 | 5625 | 20625.455 | 25138.3645 | 29963.8065 | 35101.781 | 46552.288 | 61689.9375 | 68890.087 | 76402.7365 | 84227.886 | 92365.5355 | 100503.1525 | 108003.2175 | 115503.25 | 122503.25 | 125003.25 | 127190.75 | 129065.75 | 130628.25 | 131878.25 | 132815.75 | 133440.75 | 133753.25 | 133753.25 | 133753.25 | 133753.25 | 133753.25 | 133753.25 | 133753.25 | 133753.25 | 133753.25
Domestic direct electric heating | Number | SEPD | Leading the Way | Craigiebuckler | 1132.0985 | 1165.0545 | 1193.6653 | 1239.8077 | 1258.2231 | 1254.8593 | 1230.6512 | 1165.1133 | 1099.0616 | 1035.9513 | 976.9084 | 939.9097 | 858.3814 | 832.4682 | 835.62 | 836.1914 | 836.2741 | 833.6376 | 830.1694 | 825.9348 | 820.7052 | 814.3908 | 808.3979 | 801.1897 | 793.1476 | 785.313 | 777.5371 | 770.0922 | 763.5837 | 757.381 | 751.2218 | 745.4302
Gas: Hydrogen peaking | MW | SEPD | Leading the Way | Craigiebuckler | 0 | 0 | 0 | 0 | 0 | 0 | 0 | 0 | 0 | 0 | 0 | 0 | 0 | 0 | 0 | 0 | 0 | 0 | 0 | 0 | 0 | 0 | 0 | 0 | 0 | 0 | 0 | 0 | 0 | 0 | 0 | 0
Gen_BB001 | MW | SEPD | Leading the Way | Craigiebuckler | 0 | 0 | 0 | 0 | 0 | 0 | 0 | 0 | 0 | 0 | 0 | 0 | 0 | 0 | 0 | 0 | 0 | 0 | 0 | 0 | 0 | 0 | 0 | 0 | 0 | 0 | 0 | 0 | 0 | 0 | 0 | 0
Gen_BB004 | MW | SEPD | Leading the Way | Craigiebuckler | 0 | 0 | 0 | 0 | 0 | 0 | 0 | 0 | 0 | 0 | 0 | 0 | 0 | 0 | 0 | 0 | 0 | 0 | 0 | 0 | 0 | 0 | 0 | 0 | 0 | 0 | 0 | 0 | 0 | 0 | 0 | 0
Gen_BB005 | MW | SEPD | Leading the Way | Craigiebuckler | 0 | 0 | 0 | 0 | 0 | 0 | 0 | 0 | 0 | 0 | 0 | 0 | 0 | 0 | 0 | 0 | 0 | 0 | 0 | 0 | 0 | 0 | 0 | 0 | 0 | 0 | 0 | 0 | 0 | 0 | 0 | 0
Gen_BB006 | MW | SEPD | Leading the Way | Craigiebuckler | 0 | 0 | 0 | 0 | 0 | 0 | 0 | 0 | 0 | 0 | 0 | 0 | 0 | 0 | 0 | 0 | 0 | 0 | 0 | 0 | 0 | 0 | 0 | 0 | 0 | 0 | 0 | 0 | 0 | 0 | 0 | 0
Gen_BB008 | MW | SEPD | Leading the Way | Craigiebuckler | 0 | 0 | 0 | 0 | 0 | 0 | 0 | 0 | 0 | 0 | 0 | 0 | 0 | 0 | 0 | 0 | 0 | 0 | 0 | 0 | 0 | 0 | 0 | 0 | 0 | 0 | 0 | 0 | 0 | 0 | 0 | 0
Gen_BB010 | MW | SEPD | Leading the Way | Craigiebuckler | 0 | 0 | 0 | 0 | 0 | 0 | 0 | 0 | 0 | 0 | 0 | 0 | 0 | 0 | 0 | 0 | 0 | 0 | 0 | 0 | 0 | 0 | 0 | 0 | 0 | 0 | 0 | 0 | 0 | 0 | 0 | 0
Gen_BB011 | MW | SEPD | Leading the Way | Craigiebuckler | 0 | 0 | 0 | 0 | 0 | 0 | 0 | 0 | 0 | 0 | 0 | 0 | 0 | 0 | 0 | 0 | 0 | 0 | 0 | 0 | 0 | 0 | 0 | 0 | 0 | 0 | 0 | 0 | 0 | 0 | 0 | 0
Gen_BB012 | MW | SEPD | Leading the Way | Craigiebuckler | 0.03477 | 0.23697 | 0.2406 | 0.24563 | 0.25285 | 0.26175 | 0.27348 | 0.29938 | 0.32738 | 0.36449 | 0.40364 | 0.44416 | 0.48556 | 0.52777 | 0.57076 | 0.61454 | 0.65057 | 0.68246 | 0.71453 | 0.74633 | 0.7782 | 0.81019 | 0.84073 | 0.8694 | 0.89624 | 0.91584 | 0.93545 | 0.95327 | 0.9693 | 0.98356 | 0.99787 | 1.0122
Gen_BB013 | MW | SEPD | Leading the Way | Craigiebuckler | 0.97676 | 1.0592 | 1.185 | 1.3457 | 1.5528 | 1.7966 | 2.0854 | 2.5479 | 3.0155 | 3.5768 | 4.161 | 4.7687 | 5.3707 | 5.9806 | 6.5364 | 7.0747 | 7.5002 | 7.8704 | 8.2367 | 8.5916 | 8.9346 | 9.2644 | 9.5846 | 9.8767 | 10.1445 | 10.3545 | 10.5631 | 10.7568 | 10.9378 | 11.106 | 11.2746 | 11.4436
Gen_BB014 | MW | SEPD | Leading the Way | Craigiebuckler | 0 | 0 | 0 | 0 | 0 | 0 | 0 | 0 | 0 | 0 | 0 | 0 | 0 | 0 | 0 | 0 | 0 | 0 | 0 | 0 | 0 | 0 | 0 | 0 | 0 | 0 | 0 | 0 | 0 | 0 | 0 | 0
Gen_BB015 | MW | SEPD | Leading the Way | Craigiebuckler | 0 | 0 | 0 | 0 | 0 | 0 | 0 | 0 | 0 | 0.0173 | 0.036166 | 0.055306 | 0.082987 | 0.10192 | 0.12252 | 0.14366 | 0.1653 | 0.18828 | 0.21269 | 0.2386 | 0.26443 | 0.29085 | 0.31684 | 0.34117 | 0.36448 | 0.38652 | 0.40818 | 0.42963 | 0.45074 | 0.47268 | 0.49415 | 0.51641
Gen_BB016 | MW | SEPD | Leading the Way | Craigiebuckler | 1.3028 | 1.3028 | 1.3028 | 1.3029 | 1.3029 | 1.3032 | 1.3034 | 1.3037 | 1.3043 | 1.3053 | 1.3071 | 1.3089 | 1.3112 | 1.3131 | 1.3151 | 2.1179 | 2.62 | 2.6221 | 2.6237 | 2.6254 | 2.627 | 2.6285 | 2.6301 | 2.6316 | 2.6331 | 2.6346 | 2.636 | 2.6374 | 2.6389 | 2.6403 | 2.6418 | 2.6433
Gen_BB017 | MW | SEPD | Leading the Way | Craigiebuckler | 0 | 0 | 0 | 0 | 0 | 0 | 0 | 0 | 0 | 0 | 0 | 0 | 0 | 0 | 0 | 0 | 0 | 0 | 0 | 0 | 0 | 0 | 0 | 0 | 0 | 0 | 0 | 0 | 0 | 0 | 0 | 0
Gen_BB018 | MW | SEPD | Leading the Way | Craigiebuckler | 0 | 0 | 0 | 0 | 0 | 0 | 0 | 0 | 0 | 0 | 0 | 0 | 0 | 0 | 0 | 0 | 0 | 0 | 0 | 0 | 0 | 0 | 0 | 0 | 0 | 0 | 0 | 0 | 0 | 0 | 0 | 0
Hydrogen electrolysis | MW | SEPD | Leading the Way | Craigiebuckler | 0 | 0 | 0 | 0 | 0 | 0 | 0 | 0 | 0 | 0 | 0 | 0 | 0 | 0 | 0 | 0 | 0 | 0 | 0 | 0 | 0 | 0 | 0 | 0 | 0 | 0 | 0 | 0 | 0 | 0 | 0 | 0
Lct_BB001 | Number | SEPD | Leading the Way | Craigiebuckler | 106.4872 | 176.5689 | 321.4468 | 654.8136 | 1130.4274 | 1848.7107 | 2714.4625 | 3688.5185 | 4831.1996 | 6216.5405 | 7415.2691 | 8996.7773 | 10669.8584 | 12475.6036 | 14332.5154 | 16201.3396 | 18078.7681 | 19632.0452 | 20852.6114 | 21754.2878 | 22405.6062 | 22514.5095 | 22538.2505 | 22461.1393 | 22297.8149 | 21962.9979 | 21458.7188 | 20853.9559 | 20145.3616 | 19323.3062 | 18377.2935 | 17293.6396
Lct_BB003 | Number | SEPD | Leading the Way | Craigiebuckler | 0.2554 | 0.2554 | 5.8451 | 15.1981 | 25.7759 | 40.7642 | 75.3825 | 128.6123 | 203.6457 | 262.145 | 327.9883 | 407.8857 | 472.8606 | 545.9363 | 626.51 | 708.2155 | 785.9609 | 853.5387 | 908.2644 | 948.5051 | 977.2577 | 998.7722 | 1012.9223 | 1024.9877 | 1035.891 | 1046.7196 | 1058.2171 | 1053.7598 | 1051.6963 | 1051.8406 | 1053.9663 | 1057.7923
Lct_BB005 | Number | SEPD | Leading the Way | Craigiebuckler | 21.7434 | 106.7622 | 136.1732 | 400.7427 | 917.536 | 1449.979 | 1876.5699 | 2396.3458 | 2985.8432 | 3616.5136 | 4326.5367 | 5076.1905 | 5599.2092 | 6130.0993 | 6628.568 | 7119.8136 | 7612.0784 | 7991.0412 | 8418.783 | 8984.0032 | 9526.9027 | 10227.876 | 10617.3216 | 11000.5625 | 11343.0012 | 11677.9705 | 12009.9125 | 12047.1125 | 12084.3125 | 12121.5125 | 12158.7125 | 12195.9125
Lct_BB006 | Number | SEPD | Leading the Way | Craigiebuckler | 0 | 0 | 36.8752 | 73.2737 | 109.1953 | 144.64 | 179.609 | 254.2139 | 327.6166 | 399.8175 | 470.8128 | 545.548 | 716.4043 | 885.3604 | 1052.4171 | 1217.5702 | 1380.8261 | 1576.0312 | 1768.9643 | 1959.6194 | 2148.0045 | 2334.116 | 2437.5498 | 2540.2866 | 2642.3257 | 2743.6665 | 2844.3099 | 2844.3099 | 2844.3099 | 2844.3099 | 2844.3099 | 2844.3099
Lct_BB007 | Number | SEPD | Leading the Way | Craigiebuckler | 38.1809 | 49.6826 | 48.6761 | 81.0252 | 150.8648 | 203.0713 | 256.772 | 310.1992 | 382.2965 | 455.1247 | 535.1545 | 628.9908 | 675.6698 | 721.7487 | 767.2276 | 812.107 | 856.3872 | 882.9913 | 911.4432 | 948.57 | 976.8119 | 1011.5953 | 1026.0093 | 1044.5104 | 1063.0962 | 1081.7667 | 1100.5221 | 1100.9916 | 1101.8013 | 1102.7244 | 1103.761 | 1104.9109
Lct_BB008 | Number | SEPD | Leading the Way | Craigiebuckler | 0 | 0 | 1.663 | 3.3045 | 4.9245 | 6.523 | 8.1 | 11.4645 | 14.7747 | 18.0307 | 21.2325 | 24.3799 | 31.5755 | 38.691 | 45.7264 | 52.6819 | 59.5573 | 67.7783 | 75.9035 | 83.933 | 91.8668 | 99.7047 | 104.0609 | 108.3876 | 112.6849 | 116.9528 | 121.1914 | 121.1914 | 121.1914 | 121.1914 | 121.1914 | 121.1914
Lct_BB010b | MW | SEPD | Leading the Way | Craigiebuckler | 0.938 | 1.4434 | 2.1861 | 3.6133 | 5.5511 | 8.0227 | 11.2203 | 15.1319 | 20.2261 | 27.068 | 32.6086 | 38.0879 | 44.4274 | 50.2833 | 55.6012 | 61.1675 | 64.576 | 66.519 | 68.1194 | 68.7147 | 69.1356 | 69.2132 | 69.2702 | 69.3075 | 69.3289 | 69.3289 | 69.3289 | 69.3289 | 69.3289 | 69.3289 | 69.3289 | 69.3289
Lct_BB011b | MW | SEPD | Leading the Way | Craigiebuckler | 0.146 | 0.1691 | 0.19491 | 0.25887 | 0.3343 | 0.42003 | 0.5435 | 0.70052 | 0.89107 | 1.0684 | 1.2663 | 1.4893 | 1.751 | 2.033 | 2.3143 | 2.5753 | 2.7964 | 2.9652 | 3.0802 | 3.1443 | 3.1709 | 3.1749 | 3.1756 | 3.1771 | 3.1793 | 3.1825 | 3.1869 | 3.1869 | 3.1869 | 3.1869 | 3.187 | 3.1967
Lct_BB012b | MW | SEPD | Leading the Way | Craigiebuckler | 0.119 | 0.1574 | 0.19732 | 0.28551 | 0.38626 | 0.49494 | 0.63579 | 0.80837 | 1.0119 | 1.2405 | 1.5012 | 1.7921 | 2.1947 | 2.6265 | 3.0555 | 3.4562 | 3.8001 | 4.0718 | 4.2686 | 4.3954 | 4.4689 | 4.4702 | 4.4712 | 4.4719 | 4.4723 | 4.4726 | 4.4726 | 4.4726 | 4.4726 | 4.4726 | 4.4726 | 4.4726
Lct_BB013b | MW | SEPD | Leading the Way | Craigiebuckler | 0 | 0.012 | 0.02416 | 0.04934 | 0.07234 | 0.09674 | 0.14606 | 0.2167 | 0.29426 | 0.33338 | 0.3726 | 0.41632 | 0.46826 | 0.521 | 0.57142 | 0.61492 | 0.64904 | 0.67192 | 0.6842 | 0.68654 | 0.68654 | 0.68654 | 0.68654 | 0.68654 | 0.68654 | 0.68654 | 0.68654 | 0.68654 | 0.68654 | 0.68654 | 0.68654 | 0.68654
Lct_BB014 | Number | SEPD | Leading the Way | Craigiebuckler | 50.3341 | 50.7204 | 50.7406 | 51.1765 | 51.6324 | 51.7488 | 52.1964 | 52.3171 | 52.598 | 52.8789 | 53.1598 | 53.4407 | 53.7216 | 54.0025 | 54.2834 | 54.5643 | 54.8452 | 55.1261 | 55.407 | 55.6879 | 55.9688 | 56.2497 | 56.5306 | 56.8115 | 57.0924 | 57.3733 | 57.6542 | 57.9351 | 58.216 | 58.4969 | 58.7778 | 59.0587
Other generation | MW | SEPD | Leading the Way | Craigiebuckler | 0.015 | 0.015 | 0.015 | 0.015 | 0.015 | 0.015 | 0.015 | 0.015 | 0.015 | 0.015 | 0.015 | 0.015 | 0.015 | 0.015 | 0.015 | 0.015 | 0.015 | 0.015 | 0.015 | 0.015 | 0.015 | 0.015 | 0.015 | 0.015 | 0.015 | 0.015 | 0.015 | 0.015 | 0.015 | 0.015 | 0.015 | 0.015
Srg_BB001 | MW | SEPD | Leading the Way | Craigiebuckler | 0 | 0.02201 | 0.029054 | 0.031695 | 0.034336 | 0.036977 | 0.066031 | 0.15055 | 0.1708 | 0.19287 | 0.21676 | 0.24259 | 0.24617 | 0.2498 | 0.25343 | 0.2571 | 0.26103 | 0.26693 | 0.27294 | 0.27902 | 0.2852 | 0.29149 | 0.30284 | 0.31422 | 0.3256 | 0.337 | 0.34842 | 0.34865 | 0.34889 | 0.34912 | 0.34935 | 0.34959
Srg_BB002 | MW | SEPD | Leading the Way | Craigiebuckler | 0 | 0 | 0.021578 | 0.045411 | 0.07234 | 0.10335 | 0.1397 | 0.39582 | 0.50764 | 0.64338 | 0.81593 | 1.0179 | 1.3248 | 1.6727 | 2.0611 | 2.4902 | 2.9508 | 3.3312 | 3.7106 | 4.1094 | 4.5246 | 4.9586 | 5.1429 | 5.3168 | 5.4772 | 5.6241 | 5.7245 | 5.8231 | 5.9092 | 5.9828 | 6.0442 | 6.1045
Data centres (MW) | MW | SEPD | Leading the Way | Dounreay | 0 | 0 | 0 | 0 | 0 | 0 | 0 | 0 | 0 | 0 | 0 | 0 | 0 | 0 | 0 | 0 | 0 | 0 | 0 | 0 | 0 | 0 | 0 | 0 | 0 | 0 | 0 | 0 | 0 | 0 | 0 | 0
Dem_BB001a | Number of homes (cumulative) | SEPD | Leading the Way | Dounreay | 0 | 0 | 0 | 0 | 0 | 0 | 0 | 0 | 0 | 0 | 0 | 0 | 0 | 0 | 0 | 0 | 0 | 0.0092426 | 0.019342 | 0.028241 | 0.036305 | 0.050446 | 0.058288 | 0.064731 | 0.069919 | 0.07404 | 0.077417 | 0.080171 | 0.082404 | 0.084026 | 0.085103 | 0.085614
Dem_BB002b | Floorspace (m2) (cumulative) | SEPD | Leading the Way | Dounreay | 0 | 0 | 0 | 0 | 0 | 0 | 0 | 0 | 0 | 0 | 0 | 0 | 0 | 0 | 0 | 0 | 0 | 0 | 0 | 0 | 0 | 0 | 0 | 0 | 0 | 0 | 0 | 0 | 0 | 0 | 0 | 0
Domestic direct electric heating | Number | SEPD | Leading the Way | Dounreay | 15.997 | 15.997 | 15.997 | 15.9174 | 15.7994 | 15.6464 | 15.4623 | 15.3243 | 15.1918 | 15.0646 | 14.8034 | 14.6687 | 14.6753 | 14.6768 | 14.6386 | 14.6008 | 14.5633 | 14.5262 | 14.4895 | 14.4532 | 14.4172 | 14.3816 | 14.3463 | 14.3114 | 14.2768 | 14.2426 | 14.2086 | 14.1751 | 14.1419 | 14.109 | 14.0765 | 14.0442
Gas: Hydrogen peaking | MW | SEPD | Leading the Way | Dounreay | 0 | 0 | 0 | 0 | 0 | 0 | 0 | 0 | 0 | 0 | 0 | 0 | 0 | 0 | 0 | 0 | 0 | 0 | 0 | 0 | 0 | 0 | 0 | 0 | 0 | 0 | 0 | 0 | 0 | 0 | 0 | 0
Gen_BB001 | MW | SEPD | Leading the Way | Dounreay | 0 | 0 | 0 | 0 | 0 | 0 | 0 | 0 | 0 | 0 | 0 | 0 | 0 | 0 | 0 | 0 | 0 | 0 | 0 | 0 | 0 | 0 | 0 | 0 | 0 | 0 | 0 | 0 | 0 | 0 | 0 | 0
Gen_BB004 | MW | SEPD | Leading the Way | Dounreay | 0 | 0 | 0 | 0 | 0 | 0 | 0 | 0 | 0 | 0 | 0 | 0 | 0 | 0 | 0 | 0 | 0 | 0 | 0 | 0 | 0 | 0 | 0 | 0 | 0 | 0 | 0 | 0 | 0 | 0 | 0 | 0
Gen_BB005 | MW | SEPD | Leading the Way | Dounreay | 0 | 0 | 0 | 0 | 0 | 0 | 0 | 0 | 0 | 0 | 0 | 0 | 0 | 0 | 0 | 0 | 0 | 0 | 0 | 0 | 0 | 0 | 0 | 0 | 0 | 0 | 0 | 0 | 0 | 0 | 0 | 0
Gen_BB006 | MW | SEPD | Leading the Way | Dounreay | 0 | 0 | 0 | 0 | 0 | 0 | 0 | 0 | 0 | 0 | 0 | 0 | 0 | 0 | 0 | 0 | 0 | 0 | 0 | 0 | 0 | 0 | 0 | 0 | 0 | 0 | 0 | 0 | 0 | 0 | 0 | 0
Gen_BB008 | MW | SEPD | Leading the Way | Dounreay | 0 | 0 | 0 | 0 | 0 | 0 | 0 | 0 | 0 | 0 | 0 | 0 | 0 | 0 | 0 | 0 | 0 | 0 | 0 | 0 | 0 | 0 | 0 | 0 | 0 | 0 | 0 | 0 | 0 | 0 | 0 | 0
Gen_BB010 | MW | SEPD | Leading the Way | Dounreay | 0 | 0 | 0 | 0 | 0 | 0 | 0 | 0 | 0 | 0 | 0 | 0 | 0 | 0 | 0 | 0 | 0 | 0 | 0 | 0 | 0 | 0 | 0 | 0 | 0 | 0 | 0 | 0 | 0 | 0 | 0 | 0
Gen_BB011 | MW | SEPD | Leading the Way | Dounreay | 0 | 0 | 0 | 0 | 0 | 0 | 0 | 0 | 0 | 0 | 0 | 0 | 0 | 0 | 0 | 0 | 0 | 0 | 0 | 0 | 0 | 0 | 0 | 0 | 0 | 0 | 0 | 0 | 0 | 0 | 0 | 0
Gen_BB012 | MW | SEPD | Leading the Way | Dounreay | 0 | 2.6474e-05 | 7.1297e-05 | 0.00013519 | 0.00022922 | 0.00034785 | 0.00050709 | 0.00086621 | 0.0012613 | 0.0017915 | 0.002356 | 0.0029441 | 0.0035471 | 0.0041638 | 0.0047932 | 0.0054356 | 0.0057658 | 0.0060486 | 0.006324 | 0.0065903 | 0.0068502 | 0.0071045 | 0.007343 | 0.0075648 | 0.0077709 | 0.0079247 | 0.0080782 | 0.0082184 | 0.0083464 | 0.0084622 | 0.0085785 | 0.0086953
Gen_BB013 | MW | SEPD | Leading the Way | Dounreay | 0.011615 | 0.012362 | 0.013486 | 0.014914 | 0.016766 | 0.018846 | 0.021348 | 0.026295 | 0.031107 | 0.036971 | 0.042765 | 0.048487 | 0.054078 | 0.059581 | 0.065023 | 0.070432 | 0.071794 | 0.073014 | 0.074238 | 0.075464 | 0.076693 | 0.077918 | 0.079088 | 0.080188 | 0.08122 | 0.081994 | 0.082768 | 0.083475 | 0.084122 | 0.084705 | 0.085289 | 0.085876
Gen_BB014 | MW | SEPD | Leading the Way | Dounreay | 0 | 0 | 0 | 0 | 0 | 0 | 0 | 0 | 0 | 0 | 0 | 0 | 0 | 0 | 0 | 0 | 0 | 0 | 0 | 0 | 0 | 0 | 0 | 0 | 0 | 0 | 0 | 0 | 0 | 0 | 0 | 0
Gen_BB015 | MW | SEPD | Leading the Way | Dounreay | 5 | 5 | 5 | 5 | 5 | 5 | 5 | 5 | 5 | 5.0096 | 5.0201 | 5.0308 | 5.0462 | 5.0567 | 7.0682 | 7.08 | 7.092 | 7.1048 | 7.1184 | 7.1328 | 7.1472 | 7.1619 | 7.1763 | 7.1899 | 7.2028 | 7.2151 | 7.2272 | 7.2391 | 7.2508 | 7.2631 | 7.275 | 7.2874
Gen_BB016 | MW | SEPD | Leading the Way | Dounreay | 0.0015558 | 0.0015558 | 0.0015686 | 0.0015893 | 0.0016234 | 0.0017872 | 0.0018887 | 0.0020749 | 0.0024164 | 0.002977 | 0.0039612 | 0.0049754 | 0.0062098 | 0.0073164 | 0.0084222 | 0.0099821 | 0.011132 | 0.012283 | 0.013208 | 0.014117 | 0.01501 | 0.015886 | 0.016747 | 0.017592 | 0.018419 | 0.01923 | 0.020023 | 0.020825 | 0.021634 | 0.022451 | 0.023276 | 0.02411
Gen_BB017 | MW | SEPD | Leading the Way | Dounreay | 0 | 0 | 0 | 0 | 0 | 0 | 0 | 0 | 0 | 0 | 0 | 0 | 0 | 0 | 0 | 0 | 0 | 0 | 0 | 0 | 0 | 0 | 0 | 0 | 0 | 0 | 0 | 0 | 0 | 0 | 0 | 0
Gen_BB018 | MW | SEPD | Leading the Way | Dounreay | 0 | 0 | 0 | 0 | 0 | 0 | 0 | 0 | 0 | 0 | 0 | 0 | 0 | 0 | 0 | 0 | 0 | 0 | 0 | 0 | 0 | 0 | 0 | 0 | 0 | 0 | 0 | 0 | 0 | 0 | 0 | 0
Hydrogen electrolysis | MW | SEPD | Leading the Way | Dounreay | 0 | 0 | 0 | 0 | 0 | 0 | 0 | 0 | 0 | 0 | 0 | 0 | 0 | 0 | 0 | 0 | 0 | 0 | 0 | 0 | 0 | 0 | 0 | 0 | 0 | 0 | 0 | 0 | 0 | 0 | 0 | 0
Lct_BB001 | Number | SEPD | Leading the Way | Dounreay | 0.5533 | 0.9103 | 1.6297 | 3.273 | 5.584 | 8.4914 | 12.2836 | 16.7114 | 22.1287 | 28.9966 | 33.3189 | 38.0521 | 42.8615 | 47.7859 | 52.749 | 57.6969 | 63.4659 | 67.8713 | 70.9594 | 72.8378 | 73.8163 | 72.8939 | 71.7411 | 70.3248 | 68.6899 | 66.6013 | 64.2001 | 61.5045 | 58.5139 | 55.2112 | 51.5631 | 47.6068
Lct_BB003 | Number | SEPD | Leading the Way | Dounreay | 0 | 0 | 0 | 0 | 0 | 0 | 0 | 0 | 0 | 0 | 0 | 0 | 0 | 0 | 0 | 0 | 0 | 0 | 0 | 0 | 0 | 0 | 0 | 0 | 0 | 0 | 0 | 0 | 0 | 0 | 0 | 0
Lct_BB005 | Number | SEPD | Leading the Way | Dounreay | 0.92702 | 1.299 | 1.3553 | 2.1699 | 4.4281 | 6.357 | 8.581 | 10.552 | 13.554 | 16.6606 | 20.1212 | 24.1058 | 25.8807 | 27.6138 | 29.3081 | 30.9539 | 32.5621 | 33.3493 | 34.1145 | 35.0263 | 35.4276 | 35.8163 | 35.9533 | 36.0909 | 36.462 | 36.8465 | 37.2462 | 37.2462 | 37.2462 | 37.2462 | 37.2462 | 37.2462
Lct_BB006 | Number | SEPD | Leading the Way | Dounreay | 0 | 0 | 0 | 0 | 0 | 0 | 0 | 0 | 0 | 0 | 0 | 0 | 0 | 0 | 0 | 0 | 0 | 0 | 0 | 0 | 0 | 0 | 0 | 0 | 0 | 0 | 0 | 0 | 0 | 0 | 0 | 0
Lct_BB007 | Number | SEPD | Leading the Way | Dounreay | 0 | 0 | 0 | 0 | 0 | 0 | 0 | 0 | 0 | 0 | 0 | 0 | 0 | 0 | 0 | 0 | 0 | 0 | 0 | 0 | 0 | 0 | 0 | 0 | 0 | 0 | 0 | 0 | 0 | 0 | 0 | 0
Lct_BB008 | Number | SEPD | Leading the Way | Dounreay | 0 | 0 | 0 | 0 | 0 | 0 | 0 | 0 | 0 | 0 | 0 | 0 | 0 | 0 | 0 | 0 | 0 | 0 | 0 | 0 | 0 | 0 | 0 | 0 | 0 | 0 | 0 | 0 | 0 | 0 | 0 | 0
Lct_BB010b | MW | SEPD | Leading the Way | Dounreay | 0 | 0.0028 | 0.0056 | 0.0126 | 0.0238 | 0.042 | 0.0602 | 0.0742 | 0.098 | 0.1344 | 0.1498 | 0.1764 | 0.28 | 0.2842 | 0.2842 | 0.2842 | 0.2842 | 0.2842 | 0.2842 | 0.2842 | 0.2842 | 0.2842 | 0.2842 | 0.2842 | 0.2842 | 0.2842 | 0.2842 | 0.2842 | 0.2842 | 0.2842 | 0.2842 | 0.2842
Lct_BB011b | MW | SEPD | Leading the Way | Dounreay | 0 | 0.0012 | 0.00259 | 0.00579 | 0.00965 | 0.014 | 0.01938 | 0.025 | 0.03163 | 0.03969 | 0.0489 | 0.05908 | 0.0732 | 0.08836 | 0.10337 | 0.11724 | 0.12886 | 0.13767 | 0.14357 | 0.14681 | 0.14806 | 0.14806 | 0.14806 | 0.14806 | 0.14806 | 0.14806 | 0.14806 | 0.14806 | 0.14806 | 0.14806 | 0.14806 | 0.14806
Lct_BB012b | MW | SEPD | Leading the Way | Dounreay | 0 | 0 | 5e-05 | 9e-05 | 0.00012 | 0.00013 | 0.00014 | 0.00022 | 0.00032 | 0.00044 | 0.00057 | 0.00071 | 0.00091 | 0.00112 | 0.00132 | 0.0015 | 0.00164 | 0.00174 | 0.0018 | 0.00183 | 0.00183 | 0.00183 | 0.00183 | 0.00183 | 0.00183 | 0.00183 | 0.00183 | 0.00183 | 0.00183 | 0.00183 | 0.00183 | 0.00183
Lct_BB013b | MW | SEPD | Leading the Way | Dounreay | 0 | 0 | 0 | 0 | 0 | 0 | 0 | 0 | 0 | 0 | 0 | 0 | 0 | 0 | 0 | 0 | 0 | 0 | 0 | 0 | 0 | 0 | 0 | 0 | 0 | 0 | 0 | 0 | 0 | 0 | 0 | 0
Lct_BB014 | Number | SEPD | Leading the Way | Dounreay | 0.14179 | 0.14288 | 0.14294 | 0.14417 | 0.14545 | 0.14578 | 0.14704 | 0.14738 | 0.14817 | 0.14896 | 0.14975 | 0.15054 | 0.15134 | 0.15213 | 0.15292 | 0.15371 | 0.1545 | 0.15529 | 0.15608 | 0.15687 | 0.15767 | 0.15846 | 0.15925 | 0.16004 | 0.16083 | 0.16162 | 0.16241 | 0.1632 | 0.164 | 0.16479 | 0.16558 | 0.16637
Other generation | MW | SEPD | Leading the Way | Dounreay | 0 | 0 | 0 | 0 | 0 | 0 | 0 | 0 | 0 | 0 | 0 | 0 | 0 | 0 | 0 | 0 | 0 | 0 | 0 | 0 | 0 | 0 | 0 | 0 | 0 | 0 | 0 | 0 | 0 | 0 | 0 | 0
Srg_BB001 | MW | SEPD | Leading the Way | Dounreay | 0 | 0 | 0.0040475 | 0.0080238 | 0.012349 | 0.01702 | 0.024475 | 0.060778 | 0.077386 | 0.094421 | 0.11108 | 0.13835 | 0.14189 | 0.14699 | 0.15361 | 0.16095 | 0.17838 | 0.20162 | 0.22591 | 0.2499 | 0.27401 | 0.29891 | 0.30667 | 0.31452 | 0.32195 | 0.32941 | 0.33668 | 0.34061 | 0.34435 | 0.34791 | 0.35141 | 0.35472
Srg_BB002 | MW | SEPD | Leading the Way | Dounreay | 0 | 0 | 0.00026395 | 0.0005606 | 0.00090202 | 0.0013017 | 0.0017779 | 0.0052115 | 0.0067344 | 0.0086091 | 0.011016 | 0.013856 | 0.018197 | 0.02314 | 0.028682 | 0.034823 | 0.04121 | 0.04635 | 0.051351 | 0.056488 | 0.061723 | 0.067081 | 0.069314 | 0.071388 | 0.073271 | 0.074981 | 0.076138 | 0.077266 | 0.078244 | 0.079076 | 0.079766 | 0.080441
Data centres (MW) | MW | SEPD | Leading the Way | Dudhope | 0 | 0 | 0 | 0 | 0 | 0 | 0 | 0 | 0 | 0 | 0 | 0 | 0 | 0 | 0 | 0 | 0 | 0 | 0 | 0 | 0 | 0 | 0 | 0 | 0 | 0 | 0 | 0 | 0 | 0 | 0 | 0
Dem_BB001a | Number of homes (cumulative) | SEPD | Leading the Way | Dudhope | 0 | 208.4072 | 326.0945 | 484.3473 | 546.6311 | 599.8644 | 631.1983 | 656.4154 | 681.4661 | 706.7891 | 731.782 | 757.4829 | 773.3726 | 788.7673 | 799.5001 | 817.3607 | 858.8272 | 860.4575 | 862.2388 | 863.8084 | 865.2309 | 866.421 | 867.0811 | 867.6233 | 868.0599 | 868.4067 | 868.6909 | 868.9228 | 869.1107 | 869.2472 | 869.3379 | 869.3809
Dem_BB002b | Floorspace (m2) (cumulative) | SEPD | Leading the Way | Dudhope | 0 | 0 | 0 | 600 | 650 | 700 | 750 | 800 | 850 | 900 | 950 | 1000 | 1000 | 1000 | 1000 | 1000 | 1600 | 1650 | 1700 | 1750 | 1800 | 1850 | 1900 | 1950 | 2000 | 2000 | 2000 | 2000 | 2000 | 2000 | 2000 | 2000
Domestic direct electric heating | Number | SEPD | Leading the Way | Dudhope | 3603.0264 | 3625.4908 | 3638.2327 | 3593.0626 | 3476.1321 | 3306.8106 | 3089.0125 | 2902.0314 | 2723.5905 | 2556.8375 | 2406.7412 | 2297.6884 | 2272.2247 | 2261.4149 | 2233.8337 | 2206.7919 | 2180.7895 | 2156.1246 | 2131.4665 | 2107.4894 | 2085.4762 | 2064.6792 | 2045.2149 | 2026.113 | 2007.4575 | 1989.6522 | 1973.1598 | 1956.8955 | 1941.0356 | 1925.517 | 1910.0967 | 1894.8028
Gas: Hydrogen peaking | MW | SEPD | Leading the Way | Dudhope | 0 | 0 | 0 | 0 | 0 | 0 | 0 | 0 | 0 | 0 | 0 | 0 | 0 | 0 | 0 | 0 | 0 | 0 | 0 | 0 | 0 | 0 | 0 | 0 | 0.15 | 0.15 | 0.21 | 0.21 | 0.21 | 0.21 | 0.21 | 0.21
Gen_BB001 | MW | SEPD | Leading the Way | Dudhope | 0.21 | 0.21 | 0.21 | 0.21 | 0.21 | 0.21 | 0.21 | 0.21 | 0.21 | 0.21 | 0.21 | 0.21 | 0.21 | 0.21 | 0.06 | 0.06 | 0.06 | 0.06 | 0.06 | 0 | 0 | 0 | 0 | 0 | 0 | 0 | 0 | 0 | 0 | 0 | 0 | 0
Gen_BB004 | MW | SEPD | Leading the Way | Dudhope | 0 | 0 | 0 | 0 | 0 | 0 | 0 | 0 | 0 | 0 | 0 | 0 | 0 | 0 | 0 | 0 | 0 | 0 | 0 | 0 | 0 | 0 | 0 | 0 | 0 | 0 | 0 | 0 | 0 | 0 | 0 | 0
Gen_BB005 | MW | SEPD | Leading the Way | Dudhope | 0 | 0 | 0 | 0 | 0 | 0 | 0 | 0 | 0 | 0 | 0 | 0 | 0 | 0 | 0 | 0 | 0 | 0 | 0 | 0 | 0 | 0 | 0 | 0 | 0 | 0 | 0 | 0 | 0 | 0 | 0 | 0
Gen_BB006 | MW | SEPD | Leading the Way | Dudhope | 0 | 0 | 0 | 0 | 0 | 0 | 0 | 0 | 0 | 0 | 0 | 0 | 0 | 0 | 0 | 0 | 0 | 0 | 0 | 0 | 0 | 0 | 0 | 0 | 0 | 0 | 0 | 0 | 0 | 0 | 0 | 0
Gen_BB008 | MW | SEPD | Leading the Way | Dudhope | 0 | 0 | 0 | 0 | 0 | 0 | 0 | 0 | 0 | 0 | 0 | 0 | 0 | 0 | 0 | 0 | 0 | 0 | 0 | 0 | 0 | 0 | 0 | 0 | 0 | 0 | 0 | 0 | 0 | 0 | 0 | 0
Gen_BB010 | MW | SEPD | Leading the Way | Dudhope | 0 | 0 | 0 | 0 | 0 | 0 | 0 | 0 | 0 | 0 | 0 | 0 | 0 | 0 | 0 | 0 | 0 | 0 | 0 | 0 | 0 | 0 | 0 | 0 | 0 | 0 | 0 | 0 | 0 | 0 | 0 | 0
Gen_BB011 | MW | SEPD | Leading the Way | Dudhope | 0 | 0 | 0 | 0 | 0 | 0 | 0 | 0 | 0 | 0 | 0 | 0 | 0 | 0 | 0 | 0 | 0 | 0 | 0 | 0 | 0 | 0 | 0 | 0 | 0 | 0 | 0 | 0 | 0 | 0 | 0 | 0
Gen_BB012 | MW | SEPD | Leading the Way | Dudhope | 0.25322 | 0.25356 | 0.25409 | 0.25477 | 0.25568 | 0.25673 | 0.25801 | 0.26064 | 0.26327 | 0.26658 | 0.26991 | 0.27325 | 0.27659 | 0.27995 | 0.28332 | 0.28672 | 0.2953 | 0.30316 | 0.31132 | 0.31962 | 0.32815 | 0.3369 | 0.34537 | 0.35339 | 0.36093 | 0.36635 | 0.37179 | 0.3767 | 0.38106 | 0.38488 | 0.38872 | 0.39256
Gen_BB013 | MW | SEPD | Leading the Way | Dudhope | 0.15551 | 0.18102 | 0.20877 | 0.25889 | 0.28994 | 0.32337 | 0.35169 | 0.39001 | 0.42926 | 0.47508 | 0.5222 | 0.57148 | 0.6132 | 0.65916 | 0.71174 | 0.7684 | 0.89773 | 1.0216 | 1.1406 | 1.2632 | 1.3883 | 1.5149 | 1.6504 | 1.7829 | 1.9115 | 2.0234 | 2.1351 | 2.2423 | 2.345 | 2.4431 | 2.5415 | 2.6401
Gen_BB014 | MW | SEPD | Leading the Way | Dudhope | 0 | 0 | 0 | 0 | 0 | 0 | 0 | 0 | 0 | 0 | 0 | 0 | 0 | 0 | 0 | 0 | 0 | 0 | 0 | 0 | 0 | 0 | 0 | 0 | 0 | 0 | 0 | 0 | 0 | 0 | 0 | 0
Gen_BB015 | MW | SEPD | Leading the Way | Dudhope | 0 | 0 | 0 | 0 | 0 | 0 | 0 | 0 | 0 | 0 | 0 | 0 | 0 | 0 | 0 | 0 | 0 | 0 | 0 | 0 | 0 | 0 | 0 | 0 | 0 | 0 | 0 | 0 | 0 | 0 | 0 | 0
Gen_BB016 | MW | SEPD | Leading the Way | Dudhope | 0 | 0 | 0 | 0 | 0 | 0 | 0 | 0 | 0 | 0 | 0 | 0 | 0 | 0 | 0 | 0 | 0 | 0 | 0 | 0 | 0 | 0 | 0 | 0 | 0 | 0 | 0 | 0 | 0 | 0 | 0 | 0
Gen_BB017 | MW | SEPD | Leading the Way | Dudhope | 0 | 0 | 0 | 0 | 0 | 0 | 0 | 0 | 0 | 0 | 0 | 0 | 0 | 0 | 0 | 0 | 0 | 0 | 0 | 0 | 0 | 0 | 0 | 0 | 0 | 0 | 0 | 0 | 0 | 0 | 0 | 0
Gen_BB018 | MW | SEPD | Leading the Way | Dudhope | 0 | 0 | 0 | 0 | 0 | 0 | 0 | 0 | 0 | 0 | 0 | 0 | 0 | 0 | 0 | 0 | 0 | 0 | 0 | 0 | 0 | 0 | 0 | 0 | 0 | 0 | 0 | 0 | 0 | 0 | 0 | 0
Hydrogen electrolysis | MW | SEPD | Leading the Way | Dudhope | 0 | 0 | 0 | 0 | 0 | 0 | 0 | 0 | 0 | 0 | 0 | 0 | 0 | 0 | 0 | 0 | 0 | 0 | 0 | 0 | 0 | 0 | 0 | 0 | 0 | 0 | 0 | 0 | 0 | 0 | 0 | 0
Lct_BB001 | Number | SEPD | Leading the Way | Dudhope | 25.9509 | 43.331 | 78.1103 | 162.4682 | 286.6643 | 676.2535 | 1087.2971 | 1513.7563 | 1964.5282 | 2450.2775 | 3113.3532 | 4155.3502 | 5278.8231 | 6525.4199 | 7804.8947 | 9073.9656 | 10193.8794 | 11131.771 | 11878.6178 | 12440.5836 | 12858.6065 | 12954.8127 | 13005.7582 | 13002.0768 | 12951.6322 | 12808.2208 | 12594.2516 | 12310.3542 | 11953.1154 | 11514.4325 | 10985.6037 | 10343.9443
Lct_BB003 | Number | SEPD | Leading the Way | Dudhope | 0 | 0 | 0 | 0 | 0 | 0 | 0 | 0 | 0 | 0 | 0 | 0 | 0 | 0 | 0 | 0 | 0 | 0 | 0 | 0 | 0 | 0 | 0 | 0 | 0 | 0 | 0 | 0 | 0 | 0 | 0 | 0
Lct_BB005 | Number | SEPD | Leading the Way | Dudhope | 20.8853 | 161.8101 | 205.3147 | 766.4174 | 1740.808 | 2469.7918 | 3156.0152 | 4205.5167 | 5456.9958 | 6711.9628 | 8139.7941 | 8752.0167 | 9174.8547 | 9620.2336 | 10085.7873 | 10562.4764 | 11055.0302 | 11444.8921 | 11894.1135 | 12520.0886 | 13136.3807 | 13905.6658 | 14289.9279 | 14677.0665 | 15002.3781 | 15319.7398 | 15623.7937 | 15660.3937 | 15696.9937 | 15733.5937 | 15770.1937 | 15806.7937
Lct_BB006 | Number | SEPD | Leading the Way | Dudhope | 0 | 0 | 108.2462 | 215.0934 | 320.5397 | 424.5875 | 527.2363 | 746.2397 | 961.7086 | 1173.6481 | 1382.0559 | 1487.4744 | 1728.4788 | 1966.7998 | 2202.4432 | 2435.4043 | 2665.685 | 2941.0326 | 3213.173 | 3482.1053 | 3747.832 | 4010.3497 | 4156.2512 | 4301.1674 | 4445.1007 | 4588.0477 | 4730.0107 | 4730.0107 | 4730.0107 | 4730.0107 | 4730.0107 | 4730.0107
Lct_BB007 | Number | SEPD | Leading the Way | Dudhope | 72.9261 | 94.8945 | 92.9722 | 154.7594 | 288.1543 | 387.8696 | 490.4389 | 592.4857 | 730.1927 | 869.2959 | 1022.1541 | 1201.3831 | 1290.5408 | 1378.5521 | 1465.4176 | 1551.138 | 1635.7138 | 1686.5283 | 1740.8719 | 1811.7846 | 1865.7272 | 1932.1639 | 1959.695 | 1995.0323 | 2030.5315 | 2066.1926 | 2102.0155 | 2102.9122 | 2104.4588 | 2106.222 | 2108.2018 | 2110.3983
Lct_BB008 | Number | SEPD | Leading the Way | Dudhope | 0 | 0 | 3.1763 | 6.3116 | 9.4058 | 12.4589 | 15.471 | 21.8973 | 28.22 | 34.439 | 40.5544 | 46.5661 | 60.3096 | 73.9003 | 87.3381 | 100.6231 | 113.7552 | 129.4574 | 144.9768 | 160.3132 | 175.4668 | 190.4375 | 198.7577 | 207.0218 | 215.2298 | 223.3816 | 231.4772 | 231.4772 | 231.4772 | 231.4772 | 231.4772 | 231.4772
Lct_BB010b | MW | SEPD | Leading the Way | Dudhope | 0.084 | 0.11817 | 0.21932 | 0.44737 | 0.79197 | 1.2188 | 1.7954 | 2.4903 | 3.2618 | 4.3127 | 6.3555 | 8.5106 | 10.8327 | 13.219 | 15.762 | 18.5194 | 20.7764 | 22.221 | 23.3891 | 24.1349 | 24.6079 | 24.6874 | 24.7458 | 24.784 | 24.8059 | 24.8059 | 24.8059 | 24.8059 | 24.8059 | 24.8059 | 24.8059 | 24.8059
Lct_BB011b | MW | SEPD | Leading the Way | Dudhope | 0.546 | 0.576 | 0.60445 | 0.68944 | 0.78252 | 0.89202 | 1.0912 | 1.3991 | 1.7824 | 2.0526 | 2.3448 | 2.6822 | 2.9767 | 3.2966 | 3.6235 | 3.9292 | 4.1927 | 4.3971 | 4.5398 | 4.6219 | 4.6605 | 4.6746 | 4.6773 | 4.6827 | 4.6907 | 4.7022 | 4.7181 | 4.7181 | 4.7181 | 4.7181 | 4.7183 | 4.7532
Lct_BB012b | MW | SEPD | Leading the Way | Dudhope | 0.708 | 0.7398 | 0.7725 | 0.84136 | 0.9175 | 0.99552 | 1.0935 | 1.2272 | 1.3851 | 1.5653 | 1.7713 | 2.0012 | 2.3208 | 2.6636 | 3.0043 | 3.3228 | 3.5968 | 3.8139 | 3.972 | 4.075 | 4.1359 | 4.142 | 4.1467 | 4.15 | 4.1521 | 4.1531 | 4.1531 | 4.1531 | 4.1531 | 4.1531 | 4.1531 | 4.1531
Lct_BB013b | MW | SEPD | Leading the Way | Dudhope | 0 | 0 | 0 | 0 | 0 | 0 | 0 | 0 | 0 | 0 | 0 | 0 | 0 | 0 | 0 | 0 | 0 | 0 | 0 | 0 | 0 | 0 | 0 | 0 | 0 | 0 | 0 | 0 | 0 | 0 | 0 | 0
Lct_BB014 | Number | SEPD | Leading the Way | Dudhope | 101.9834 | 102.7661 | 102.807 | 103.6904 | 104.6139 | 104.8498 | 105.7567 | 106.0014 | 106.5705 | 107.1396 | 107.7088 | 108.2779 | 108.847 | 109.4162 | 109.9853 | 110.5544 | 111.1236 | 111.6927 | 112.2618 | 112.831 | 113.4001 | 113.9692 | 114.5384 | 115.1075 | 115.6766 | 116.2458 | 116.8149 | 117.384 | 117.9532 | 118.5223 | 119.0915 | 119.6606
Other generation | MW | SEPD | Leading the Way | Dudhope | 0 | 0 | 0 | 0 | 0 | 0 | 0 | 0 | 0 | 0 | 0 | 0 | 0 | 0 | 0 | 0 | 0 | 0 | 0 | 0 | 0 | 0 | 0 | 0 | 0 | 0 | 0 | 0 | 0 | 0 | 0 | 0
Srg_BB001 | MW | SEPD | Leading the Way | Dudhope | 0 | 0.24872 | 0.32831 | 0.35815 | 0.388 | 0.41785 | 0.74615 | 1.7012 | 1.93 | 2.1788 | 2.4474 | 2.7359 | 2.7757 | 2.8155 | 2.8553 | 2.8951 | 2.9349 | 2.9946 | 3.0543 | 3.1139 | 3.1736 | 3.2333 | 3.3577 | 3.482 | 3.6064 | 3.7308 | 3.8551 | 3.8551 | 3.8551 | 3.8551 | 3.8551 | 3.8551
Srg_BB002 | MW | SEPD | Leading the Way | Dudhope | 0 | 0 | 0.0032181 | 0.0066234 | 0.010289 | 0.014316 | 0.018818 | 0.048227 | 0.060367 | 0.074342 | 0.091395 | 0.11071 | 0.13932 | 0.17105 | 0.20585 | 0.24371 | 0.29032 | 0.33276 | 0.37869 | 0.43046 | 0.48771 | 0.55082 | 0.57884 | 0.6063 | 0.63241 | 0.65682 | 0.6738 | 0.69075 | 0.70573 | 0.71868 | 0.72957 | 0.74039
Data centres (MW) | MW | SEPD | Leading the Way | Dumfin GSP | 0 | 0 | 0 | 0 | 0 | 0 | 0 | 0 | 0 | 0 | 0 | 0 | 0 | 0 | 0 | 0 | 0 | 0 | 0 | 0 | 0 | 0 | 0 | 0 | 0 | 0 | 0 | 0 | 0 | 0 | 0 | 0
Dem_BB001a | Number of homes (cumulative) | SEPD | Leading the Way | Dumfin GSP | 0 | 0 | 0 | 0 | 0 | 0 | 0 | 0 | 0 | 0 | 0 | 0 | 0 | 0 | 0 | 0 | 0 | 0.049108 | 0.10277 | 0.15005 | 0.1929 | 0.25073 | 0.28281 | 0.30916 | 0.33037 | 0.34723 | 0.36104 | 0.37231 | 0.38144 | 0.38807 | 0.39248 | 0.39457
Dem_BB002b | Floorspace (m2) (cumulative) | SEPD | Leading the Way | Dumfin GSP | 0 | 0 | 0 | 0 | 0 | 0 | 0 | 0 | 0 | 0 | 0 | 0 | 0 | 0 | 0 | 0 | 0 | 0 | 0 | 0 | 0 | 0 | 0 | 0 | 0 | 0 | 0 | 0 | 0 | 0 | 0 | 0
Domestic direct electric heating | Number | SEPD | Leading the Way | Dumfin GSP | 18.4581 | 18.4581 | 18.4581 | 18.0284 | 17.3924 | 16.567 | 15.5745 | 14.8305 | 14.116 | 13.4301 | 12.7749 | 12.3062 | 12.3291 | 12.3346 | 12.2016 | 12.0698 | 11.9396 | 11.8105 | 11.6827 | 11.5563 | 11.4311 | 11.4042 | 11.3759 | 11.3467 | 11.3167 | 11.378 | 11.4362 | 11.4913 | 11.5427 | 11.5914 | 11.6372 | 11.6806
Gas: Hydrogen peaking | MW | SEPD | Leading the Way | Dumfin GSP | 0 | 0 | 0 | 0 | 0 | 0 | 0 | 0 | 0 | 0 | 0 | 0 | 0 | 0 | 0 | 0 | 0 | 0 | 0 | 0 | 0 | 0 | 0 | 0 | 0 | 0 | 0 | 0 | 0 | 0 | 0 | 0
Gen_BB001 | MW | SEPD | Leading the Way | Dumfin GSP | 0 | 0 | 0 | 0 | 0 | 0 | 0 | 0 | 0 | 0 | 0 | 0 | 0 | 0 | 0 | 0 | 0 | 0 | 0 | 0 | 0 | 0 | 0 | 0 | 0 | 0 | 0 | 0 | 0 | 0 | 0 | 0
Gen_BB004 | MW | SEPD | Leading the Way | Dumfin GSP | 0 | 0 | 0 | 0 | 0 | 0 | 0 | 0 | 0 | 0 | 0 | 0 | 0 | 0 | 0 | 0 | 0 | 0 | 0 | 0 | 0 | 0 | 0 | 0 | 0 | 0 | 0 | 0 | 0 | 0 | 0 | 0
Gen_BB005 | MW | SEPD | Leading the Way | Dumfin GSP | 0 | 0 | 0 | 0 | 0 | 0 | 0 | 0 | 0 | 0 | 0 | 0 | 0 | 0 | 0 | 0 | 0 | 0 | 0 | 0 | 0 | 0 | 0 | 0 | 0 | 0 | 0 | 0 | 0 | 0 | 0 | 0
Gen_BB006 | MW | SEPD | Leading the Way | Dumfin GSP | 0 | 0 | 0 | 0 | 0 | 0 | 0 | 0 | 0 | 0 | 0 | 0 | 0 | 0 | 0 | 0 | 0 | 0 | 0 | 0 | 0 | 0 | 0 | 0 | 0 | 0 | 0 | 0 | 0 | 0 | 0 | 0
Gen_BB008 | MW | SEPD | Leading the Way | Dumfin GSP | 0 | 0 | 0 | 0 | 0 | 0 | 0 | 0 | 0 | 0 | 0 | 0 | 0 | 0 | 0 | 0 | 0 | 0 | 0 | 0 | 0 | 0 | 0 | 0 | 0 | 0 | 0 | 0 | 0 | 0 | 0 | 0
Gen_BB010 | MW | SEPD | Leading the Way | Dumfin GSP | 0 | 0 | 0 | 0 | 0 | 0 | 0 | 0 | 0 | 0 | 0 | 0 | 0 | 0 | 0 | 0 | 0 | 0 | 0 | 0 | 0 | 0 | 0 | 0 | 0 | 0 | 0 | 0 | 0 | 0 | 0 | 0
Gen_BB011 | MW | SEPD | Leading the Way | Dumfin GSP | 0 | 0 | 0 | 0 | 0 | 0 | 0 | 0 | 0 | 0 | 0 | 0 | 0 | 0 | 0 | 0 | 0 | 0 | 0 | 0 | 0 | 0 | 0 | 0 | 0 | 0 | 0 | 0 | 0 | 0 | 0 | 0
Gen_BB012 | MW | SEPD | Leading the Way | Dumfin GSP | 0 | 3.3175e-05 | 8.1898e-05 | 0.00014044 | 0.00021184 | 0.0002861 | 0.00036834 | 0.00051061 | 0.00062783 | 0.00074919 | 0.00085034 | 0.00093549 | 0.0010098 | 0.001076 | 0.001136 | 0.0011909 | 0.0012625 | 0.0013237 | 0.0013833 | 0.0014408 | 0.0014969 | 0.0015517 | 0.0016031 | 0.0016509 | 0.0016954 | 0.0017285 | 0.0017615 | 0.0017917 | 0.0018194 | 0.0018443 | 0.0018694 | 0.0018946
Gen_BB013 | MW | SEPD | Leading the Way | Dumfin GSP | 0.015488 | 0.015491 | 0.015491 | 0.015494 | 0.015495 | 0.0155 | 0.015506 | 0.0155 | 0.015484 | 0.015461 | 0.015435 | 0.015407 | 0.015395 | 0.015397 | 0.01541 | 0.015431 | 0.01572 | 0.015979 | 0.016238 | 0.016498 | 0.016759 | 0.018081 | 0.019396 | 0.0207 | 0.021995 | 0.024311 | 0.026637 | 0.028961 | 0.031285 | 0.033606 | 0.035941 | 0.038289
Gen_BB014 | MW | SEPD | Leading the Way | Dumfin GSP | 0 | 0 | 0 | 0 | 0 | 0 | 0 | 0 | 0 | 0 | 0 | 0 | 0 | 0 | 0 | 0 | 0 | 0 | 0 | 0 | 0 | 0 | 0 | 0 | 0 | 0 | 0 | 0 | 0 | 0 | 0 | 0
Gen_BB015 | MW | SEPD | Leading the Way | Dumfin GSP | 0 | 0 | 0 | 0 | 0 | 0 | 0 | 0 | 0 | 0 | 0 | 0 | 0 | 0 | 0 | 0 | 0 | 0 | 0 | 0 | 0 | 0 | 0 | 0 | 0 | 0 | 0 | 0 | 0 | 0 | 0 | 0
Gen_BB016 | MW | SEPD | Leading the Way | Dumfin GSP | 0 | 0 | 0 | 0 | 0 | 0 | 0 | 0 | 0 | 0 | 0 | 0 | 0 | 0 | 0 | 0 | 0 | 0 | 0 | 0 | 0 | 0 | 0 | 0 | 0 | 0 | 0 | 0 | 0 | 0 | 0 | 0
Gen_BB017 | MW | SEPD | Leading the Way | Dumfin GSP | 0 | 0 | 0 | 0 | 0 | 0 | 0 | 0 | 0 | 0 | 0 | 0 | 0 | 0 | 0 | 0 | 0 | 0 | 0 | 0 | 0 | 0 | 0 | 0 | 0 | 0 | 0 | 0 | 0 | 0 | 0 | 0
Gen_BB018 | MW | SEPD | Leading the Way | Dumfin GSP | 0 | 0 | 0 | 0 | 0 | 0 | 0 | 0 | 0 | 0 | 0 | 0 | 0 | 0 | 0 | 0 | 0 | 0 | 0 | 0 | 0 | 0 | 0 | 0 | 0 | 0 | 0 | 0 | 0 | 0 | 0 | 0
Hydrogen electrolysis | MW | SEPD | Leading the Way | Dumfin GSP | 0 | 0 | 0 | 0 | 0 | 0 | 0 | 0 | 0 | 0 | 0 | 0 | 0 | 0 | 0 | 0 | 0 | 0 | 0 | 0 | 0 | 0 | 0 | 0 | 0 | 0 | 0 | 0 | 0 | 0 | 0 | 0
Lct_BB001 | Number | SEPD | Leading the Way | Dumfin GSP | 0.5653 | 0.9494 | 1.7091 | 3.4755 | 5.9828 | 10.3375 | 15.5124 | 21.2688 | 27.9427 | 35.9372 | 55.0849 | 76.5755 | 98.5502 | 121.2537 | 144.1619 | 167.0173 | 184.5184 | 198.2237 | 208.167 | 214.6419 | 218.4779 | 216.7234 | 214.2905 | 211.0252 | 207.1016 | 201.7391 | 195.4183 | 188.1531 | 179.9376 | 170.6851 | 160.3063 | 148.753
Lct_BB003 | Number | SEPD | Leading the Way | Dumfin GSP | 0 | 0 | 0 | 0 | 0 | 0 | 0 | 0 | 0 | 0 | 0 | 0 | 0 | 0 | 0 | 0 | 0 | 0 | 0 | 0 | 0 | 0 | 0 | 0 | 0 | 0 | 0 | 0 | 0 | 0 | 0 | 0
Lct_BB005 | Number | SEPD | Leading the Way | Dumfin GSP | 15.0332 | 15.5634 | 15.6463 | 16.8473 | 20.4733 | 23.99 | 28.0771 | 31.528 | 36.6782 | 41.8169 | 47.4187 | 59.7301 | 65.1656 | 70.4548 | 75.5867 | 80.5545 | 85.3757 | 87.7752 | 90.1011 | 92.8702 | 94.1277 | 95.9389 | 96.9677 | 97.9986 | 99.703 | 102.0475 | 104.422 | 105.622 | 106.822 | 108.022 | 109.222 | 110.422
Lct_BB006 | Number | SEPD | Leading the Way | Dumfin GSP | 0 | 0 | 0 | 0 | 0 | 0 | 0 | 0 | 0 | 0 | 0 | 0 | 0 | 0 | 0 | 0 | 0 | 0 | 0 | 0 | 0 | 0 | 0 | 0 | 0 | 0 | 0 | 0 | 0 | 0 | 0 | 0
Lct_BB007 | Number | SEPD | Leading the Way | Dumfin GSP | 0 | 0 | 0 | 0 | 0 | 0 | 0 | 0 | 0 | 0 | 0 | 0 | 0 | 0 | 0 | 0 | 0 | 0 | 0 | 0 | 0 | 0 | 0 | 0 | 0 | 0 | 0 | 0 | 0 | 0 | 0 | 0
Lct_BB008 | Number | SEPD | Leading the Way | Dumfin GSP | 0 | 0 | 0 | 0 | 0 | 0 | 0 | 0 | 0 | 0 | 0 | 0 | 0 | 0 | 0 | 0 | 0 | 0 | 0 | 0 | 0 | 0 | 0 | 0 | 0 | 0 | 0 | 0 | 0 | 0 | 0 | 0
Lct_BB010b | MW | SEPD | Leading the Way | Dumfin GSP | 0.028 | 0.028 | 0.0294 | 0.035 | 0.0434 | 0.0532 | 0.07 | 0.0952 | 0.1148 | 0.154 | 0.2366 | 0.3248 | 0.4186 | 0.574 | 0.6356 | 0.833 | 0.8792 | 0.8904 | 0.8904 | 0.8904 | 0.8904 | 0.8904 | 0.8904 | 0.8904 | 0.8904 | 0.8904 | 0.8904 | 0.8904 | 0.8904 | 0.8904 | 0.8904 | 0.8904
Lct_BB011b | MW | SEPD | Leading the Way | Dumfin GSP | 0 | 0.002 | 0.00374 | 0.00844 | 0.01406 | 0.0205 | 0.02909 | 0.03932 | 0.05156 | 0.0642 | 0.0784 | 0.09436 | 0.11435 | 0.13594 | 0.15739 | 0.17727 | 0.19406 | 0.20682 | 0.21537 | 0.22019 | 0.22215 | 0.22232 | 0.22235 | 0.22241 | 0.2225 | 0.22264 | 0.22282 | 0.22282 | 0.22282 | 0.22282 | 0.22282 | 0.22323
Lct_BB012b | MW | SEPD | Leading the Way | Dumfin GSP | 0 | 0.0001 | 0.00066 | 0.0012 | 0.00164 | 0.00185 | 0.00194 | 0.00308 | 0.00443 | 0.00606 | 0.0079 | 0.00991 | 0.01273 | 0.01567 | 0.01848 | 0.02099 | 0.02302 | 0.02448 | 0.02541 | 0.02588 | 0.02598 | 0.026 | 0.02602 | 0.02603 | 0.02604 | 0.02604 | 0.02604 | 0.02604 | 0.02604 | 0.02604 | 0.02604 | 0.02604
Lct_BB013b | MW | SEPD | Leading the Way | Dumfin GSP | 0 | 0.0037 | 0.0074 | 0.01511 | 0.02215 | 0.02962 | 0.04472 | 0.06635 | 0.0901 | 0.10208 | 0.11409 | 0.12748 | 0.14339 | 0.15954 | 0.17498 | 0.1883 | 0.19875 | 0.20575 | 0.20951 | 0.21023 | 0.21023 | 0.21023 | 0.21023 | 0.21023 | 0.21023 | 0.21023 | 0.21023 | 0.21023 | 0.21023 | 0.21023 | 0.21023 | 0.21023
Lct_BB014 | Number | SEPD | Leading the Way | Dumfin GSP | 0.083407 | 0.084047 | 0.084081 | 0.084803 | 0.085559 | 0.085752 | 0.086493 | 0.086693 | 0.087159 | 0.087624 | 0.08809 | 0.088555 | 0.089021 | 0.089486 | 0.089952 | 0.090417 | 0.090883 | 0.091348 | 0.091814 | 0.092279 | 0.092745 | 0.09321 | 0.093675 | 0.094141 | 0.094606 | 0.095072 | 0.095537 | 0.096003 | 0.096468 | 0.096934 | 0.097399 | 0.097865
Other generation | MW | SEPD | Leading the Way | Dumfin GSP | 0 | 0 | 0 | 0 | 0 | 0 | 0 | 0 | 0 | 0 | 0 | 0 | 0 | 0 | 0 | 0 | 0 | 0 | 0 | 0 | 0 | 0 | 0 | 0 | 0 | 0 | 0 | 0 | 0 | 0 | 0 | 0
Srg_BB001 | MW | SEPD | Leading the Way | Dumfin GSP | 0 | 0 | 0 | 0 | 0 | 0 | 0 | 0 | 0 | 0 | 0 | 0 | 0 | 0 | 0 | 0 | 0 | 0 | 0 | 0 | 0 | 0 | 0 | 0 | 0 | 0 | 0 | 0 | 0 | 0 | 0 | 0
Srg_BB002 | MW | SEPD | Leading the Way | Dumfin GSP | 0 | 0 | 0.00030319 | 0.00061138 | 0.00092691 | 0.0012557 | 0.0016016 | 0.0036256 | 0.0043836 | 0.0051676 | 0.0060365 | 0.0069387 | 0.0081746 | 0.009452 | 0.010765 | 0.012111 | 0.013509 | 0.014634 | 0.015728 | 0.016851 | 0.017995 | 0.019165 | 0.019653 | 0.020105 | 0.020516 | 0.020889 | 0.021141 | 0.021387 | 0.021601 | 0.021782 | 0.021932 | 0.022079
Data centres (MW) | MW | SEPD | Leading the Way | Dungervan | 0 | 0 | 0 | 0 | 0 | 0 | 0 | 0 | 0 | 0 | 0 | 0 | 0 | 0 | 0 | 0 | 0 | 0 | 0 | 0 | 0 | 0 | 0 | 0 | 0 | 0 | 0 | 0 | 0 | 0 | 0 | 0
Dem_BB001a | Number of homes (cumulative) | SEPD | Leading the Way | Dungervan | 0 | 0 | 0 | 0 | 0 | 0 | 0 | 0 | 0 | 0 | 0 | 0 | 0 | 0 | 0 | 0 | 0 | 0.39757 | 0.83198 | 1.2148 | 1.5617 | 1.8782 | 2.0537 | 2.1979 | 2.314 | 2.4062 | 2.4818 | 2.5435 | 2.5934 | 2.6297 | 2.6539 | 2.6653
Dem_BB002b | Floorspace (m2) (cumulative) | SEPD | Leading the Way | Dungervan | 0 | 0 | 0 | 0 | 0 | 6675 | 13906.25 | 15018.75 | 16131.25 | 17243.75 | 18356.25 | 19468.75 | 20581.25 | 21693.75 | 22250 | 22250 | 22250 | 22250 | 22250 | 22250 | 22250 | 22250 | 22250 | 22250 | 22250 | 22250 | 22250 | 22250 | 22250 | 22250 | 22250 | 22250
Domestic direct electric heating | Number | SEPD | Leading the Way | Dungervan | 1293.2994 | 1293.2972 | 1293.2983 | 1278.2143 | 1255.8873 | 1226.9158 | 1192.0764 | 1165.9583 | 1140.8757 | 1116.7999 | 1090.1723 | 1072.4764 | 1073.596 | 1073.9811 | 1069.3831 | 1065.1326 | 1061.0264 | 1057.1475 | 1053.0872 | 1049.1533 | 1045.3413 | 1041.7504 | 1038.3654 | 1035.0981 | 1032.0361 | 1028.9804 | 1025.9312 | 1022.8972 | 1019.8591 | 1016.834 | 1013.8204 | 1010.8229
Gas: Hydrogen peaking | MW | SEPD | Leading the Way | Dungervan | 0 | 0 | 0 | 0 | 0 | 0 | 0 | 0 | 0 | 0 | 0 | 0 | 0 | 0 | 0 | 0 | 0 | 0 | 0 | 0 | 0 | 0 | 0 | 0 | 0 | 0 | 0 | 0 | 0 | 0 | 0 | 0
Gen_BB001 | MW | SEPD | Leading the Way | Dungervan | 0 | 0 | 0 | 0 | 0 | 0 | 0 | 0 | 0 | 0 | 0 | 0 | 0 | 0 | 0 | 0 | 0 | 0 | 0 | 0 | 0 | 0 | 0 | 0 | 0 | 0 | 0 | 0 | 0 | 0 | 0 | 0
Gen_BB004 | MW | SEPD | Leading the Way | Dungervan | 0 | 0 | 0 | 0 | 0 | 0 | 0 | 0 | 0 | 0 | 0 | 0 | 0 | 0 | 0 | 0 | 0 | 0 | 0 | 0 | 0 | 0 | 0 | 0 | 0 | 0 | 0 | 0 | 0 | 0 | 0 | 0
Gen_BB005 | MW | SEPD | Leading the Way | Dungervan | 0 | 0 | 0 | 0 | 0 | 0 | 0 | 0 | 0 | 0 | 0 | 0 | 0 | 0 | 0 | 0 | 0 | 0 | 0 | 0 | 0 | 0 | 0 | 0 | 0 | 0 | 0 | 0 | 0 | 0 | 0 | 0
Gen_BB006 | MW | SEPD | Leading the Way | Dungervan | 0 | 0 | 0 | 0 | 0 | 0 | 0 | 0 | 0 | 0 | 0 | 0 | 0 | 0 | 0 | 0 | 0 | 0 | 0 | 0 | 0 | 0 | 0 | 0 | 0 | 0 | 0 | 0 | 0 | 0 | 0 | 0
Gen_BB008 | MW | SEPD | Leading the Way | Dungervan | 0 | 0 | 0 | 0 | 0 | 0 | 0 | 0 | 0 | 0 | 0 | 0 | 0 | 0 | 0 | 0 | 0 | 0 | 0 | 0 | 0 | 0 | 0 | 0 | 0 | 0 | 0 | 0 | 0 | 0 | 0 | 0
Gen_BB010 | MW | SEPD | Leading the Way | Dungervan | 0 | 0 | 0 | 0 | 0 | 0 | 0 | 0 | 0 | 0 | 0 | 0 | 0 | 0 | 0 | 0 | 0 | 0 | 0 | 0 | 0 | 0 | 0 | 0 | 0 | 0 | 0 | 0 | 0 | 0 | 0 | 0
Gen_BB011 | MW | SEPD | Leading the Way | Dungervan | 0 | 0 | 0 | 0 | 0 | 0 | 0 | 0 | 0 | 0 | 0 | 0 | 0 | 0 | 0 | 0 | 0 | 0 | 0 | 0 | 0 | 0 | 0 | 0 | 0 | 0 | 0 | 0 | 0 | 0 | 0 | 0
Gen_BB012 | MW | SEPD | Leading the Way | Dungervan | 0.01024 | 0.011012 | 0.012211 | 0.013763 | 0.015836 | 0.018222 | 0.021174 | 0.027209 | 0.033285 | 0.04092 | 0.048644 | 0.056399 | 0.064167 | 0.07197 | 0.079823 | 0.087746 | 0.094871 | 0.10117 | 0.10748 | 0.11374 | 0.12 | 0.12628 | 0.13226 | 0.13788 | 0.14314 | 0.14698 | 0.15083 | 0.15432 | 0.15747 | 0.16027 | 0.16308 | 0.1659
Gen_BB013 | MW | SEPD | Leading the Way | Dungervan | 0.35197 | 0.36033 | 0.37284 | 0.38869 | 0.40928 | 0.43244 | 0.46029 | 0.51513 | 0.56836 | 0.63313 | 0.69709 | 0.76022 | 0.82398 | 0.88701 | 0.95157 | 1.019 | 1.077 | 1.1314 | 1.1838 | 1.2371 | 1.2914 | 1.3481 | 1.4048 | 1.4598 | 1.5141 | 1.5584 | 1.6026 | 1.6443 | 1.6835 | 1.7203 | 1.7571 | 1.794
Gen_BB014 | MW | SEPD | Leading the Way | Dungervan | 0 | 0 | 0 | 0 | 0 | 0 | 0 | 0 | 0 | 0 | 0 | 0 | 0 | 0 | 0 | 0 | 0 | 0 | 0 | 0 | 0 | 0 | 0 | 0 | 0 | 0 | 0 | 0 | 0 | 0 | 0 | 0
Gen_BB015 | MW | SEPD | Leading the Way | Dungervan | 28.5 | 28.5 | 28.5 | 28.5 | 28.5 | 28.5 | 28.5 | 28.5 | 77.7 | 79.691 | 81.8623 | 84.0652 | 87.2509 | 89.4295 | 94.8006 | 97.2335 | 99.7245 | 102.3694 | 105.1779 | 108.1601 | 111.1333 | 114.1734 | 117.165 | 119.9652 | 122.6478 | 125.1846 | 127.6776 | 130.1453 | 132.5751 | 135.0998 | 137.5712 | 140.1333
Gen_BB016 | MW | SEPD | Leading the Way | Dungervan | 1.0717 | 1.0717 | 1.0744 | 1.0787 | 1.0857 | 2.0196 | 2.0406 | 2.0791 | 2.1497 | 2.2656 | 2.4692 | 2.6789 | 2.9342 | 3.163 | 4.0517 | 4.4643 | 4.7021 | 4.9401 | 5.1313 | 5.3193 | 5.5039 | 5.6852 | 5.8633 | 6.0379 | 6.2091 | 6.3768 | 6.5408 | 6.7065 | 6.8738 | 7.0428 | 7.2135 | 7.3859
Gen_BB017 | MW | SEPD | Leading the Way | Dungervan | 0 | 0 | 0 | 0 | 0 | 0 | 0 | 0 | 0 | 0 | 0 | 0 | 0 | 0 | 0 | 0 | 0 | 0 | 0 | 0 | 0 | 0 | 0 | 0 | 0 | 0 | 0 | 0 | 0 | 0 | 0 | 0
Gen_BB018 | MW | SEPD | Leading the Way | Dungervan | 2.5187 | 2.5187 | 2.5187 | 2.5187 | 2.5258 | 2.5691 | 2.5842 | 2.6115 | 2.6358 | 2.663 | 2.6872 | 2.7144 | 2.7387 | 2.766 | 2.7932 | 2.8174 | 2.8447 | 2.8671 | 2.8909 | 2.9101 | 2.9311 | 2.9509 | 2.9665 | 2.9842 | 3.001 | 3.0141 | 3.0294 | 3.0441 | 3.0582 | 3.0688 | 3.0819 | 3.0947
Hydrogen electrolysis | MW | SEPD | Leading the Way | Dungervan | 0 | 0 | 0 | 0 | 0 | 0 | 0 | 0 | 0 | 0 | 0 | 0 | 0 | 0 | 0 | 0 | 0 | 0 | 0 | 0 | 0 | 0 | 0 | 0 | 0 | 0 | 0 | 0 | 0 | 0 | 0 | 0
Lct_BB001 | Number | SEPD | Leading the Way | Dungervan | 18.8251 | 31.2988 | 56.1469 | 112.8629 | 192.7239 | 312.1071 | 461.4875 | 632.4176 | 837.2277 | 1090.9472 | 1561.0516 | 2066.7791 | 2579.9804 | 3104.5434 | 3632.1309 | 4158.8408 | 4580.158 | 4904.7205 | 5134.4657 | 5277.311 | 5355.1014 | 5295.1283 | 5218.7941 | 5122.5876 | 5010.532 | 4865.0429 | 4696.2419 | 4505.899 | 4293.7096 | 4057.7246 | 3796.1669 | 3510.0662
Lct_BB003 | Number | SEPD | Leading the Way | Dungervan | 0 | 0 | 0 | 0 | 0 | 0 | 0 | 0 | 0 | 0 | 0 | 0 | 0 | 0 | 0 | 0 | 0 | 0 | 0 | 0 | 0 | 0 | 0 | 0 | 0 | 0 | 0 | 0 | 0 | 0 | 0 | 0
Lct_BB005 | Number | SEPD | Leading the Way | Dungervan | 297.1578 | 323.7137 | 327.8187 | 387.2676 | 556.664 | 708.6483 | 884.2451 | 1036.9867 | 1268.008 | 1498.6535 | 1738.0919 | 2087.785 | 2244.1881 | 2396.6148 | 2545.7982 | 2690.293 | 2828.9123 | 2900.9292 | 2969.5408 | 3050.7962 | 3090.4594 | 3130.0652 | 3149.7854 | 3170.1597 | 3210.2944 | 3251.6909 | 3294.066 | 3304.266 | 3314.466 | 3324.666 | 3334.866 | 3345.066
Lct_BB006 | Number | SEPD | Leading the Way | Dungervan | 0 | 0 | 0 | 0 | 0 | 0 | 0 | 0 | 0 | 0 | 0 | 0 | 0 | 0 | 0 | 0 | 0 | 0 | 0 | 0 | 0 | 0 | 0 | 0 | 0 | 0 | 0 | 0 | 0 | 0 | 0 | 0
Lct_BB007 | Number | SEPD | Leading the Way | Dungervan | 0 | 0 | 0 | 0 | 0 | 0 | 0 | 0 | 0 | 0 | 0 | 0 | 0 | 0 | 0 | 0 | 0 | 0 | 0 | 0 | 0 | 0 | 0 | 0 | 0 | 0 | 0 | 0 | 0 | 0 | 0 | 0
Lct_BB008 | Number | SEPD | Leading the Way | Dungervan | 0 | 0 | 0 | 0 | 0 | 0 | 0 | 0 | 0 | 0 | 0 | 0 | 0 | 0 | 0 | 0 | 0 | 0 | 0 | 0 | 0 | 0 | 0 | 0 | 0 | 0 | 0 | 0 | 0 | 0 | 0 | 0
Lct_BB010b | MW | SEPD | Leading the Way | Dungervan | 0.035 | 0.0546 | 0.1554 | 0.4004 | 0.7924 | 1.218 | 1.869 | 2.576 | 3.4692 | 4.6088 | 6.6804 | 8.8533 | 11.2561 | 14.8187 | 19.6415 | 22.262 | 22.87 | 23.3567 | 23.7612 | 23.8987 | 23.9487 | 23.9495 | 23.9501 | 23.9504 | 23.9506 | 23.9506 | 23.9506 | 23.9506 | 23.9506 | 23.9506 | 23.9506 | 23.9506
Lct_BB011b | MW | SEPD | Leading the Way | Dungervan | 0.036 | 0.0428 | 0.05918 | 0.09084 | 0.12683 | 0.16835 | 0.23472 | 0.32749 | 0.44122 | 0.53409 | 0.63618 | 0.75266 | 0.87293 | 1.0033 | 1.1345 | 1.2566 | 1.3605 | 1.4403 | 1.4953 | 1.5263 | 1.5399 | 1.5432 | 1.5438 | 1.5451 | 1.547 | 1.5497 | 1.5534 | 1.5534 | 1.5534 | 1.5534 | 1.5535 | 1.5617
Lct_BB012b | MW | SEPD | Leading the Way | Dungervan | 0.383 | 0.3874 | 0.39358 | 0.40268 | 0.41082 | 0.41601 | 0.42033 | 0.43723 | 0.45746 | 0.48251 | 0.51119 | 0.54323 | 0.5885 | 0.63695 | 0.68488 | 0.72958 | 0.76801 | 0.79852 | 0.82085 | 0.83565 | 0.84457 | 0.84819 | 0.85099 | 0.85297 | 0.85423 | 0.85483 | 0.85483 | 0.85483 | 0.85483 | 0.85483 | 0.85483 | 0.85483
Lct_BB013b | MW | SEPD | Leading the Way | Dungervan | 0 | 0.003 | 0.00595 | 0.01216 | 0.01783 | 0.02385 | 0.036 | 0.0534 | 0.07251 | 0.08214 | 0.09181 | 0.10259 | 0.11538 | 0.12836 | 0.14078 | 0.15149 | 0.1599 | 0.16554 | 0.16857 | 0.16915 | 0.16915 | 0.16915 | 0.16915 | 0.16915 | 0.16915 | 0.16915 | 0.16915 | 0.16915 | 0.16915 | 0.16915 | 0.16915 | 0.16915
Lct_BB014 | Number | SEPD | Leading the Way | Dungervan | 3.0611 | 3.0845 | 3.0858 | 3.1123 | 3.14 | 3.1471 | 3.1743 | 3.1816 | 3.1987 | 3.2158 | 3.2329 | 3.25 | 3.2671 | 3.2841 | 3.3012 | 3.3183 | 3.3354 | 3.3525 | 3.3696 | 3.3866 | 3.4037 | 3.4208 | 3.4379 | 3.455 | 3.4721 | 3.4891 | 3.5062 | 3.5233 | 3.5404 | 3.5575 | 3.5746 | 3.5916
Other generation | MW | SEPD | Leading the Way | Dungervan | 0 | 0 | 0 | 0 | 0 | 0 | 0 | 0 | 0 | 0 | 0 | 0 | 0 | 0 | 0 | 0 | 0 | 0 | 0 | 0 | 0 | 0 | 0 | 0 | 0 | 0 | 0 | 0 | 0 | 0 | 0 | 0
Srg_BB001 | MW | SEPD | Leading the Way | Dungervan | 0 | 0.05576 | 0.096673 | 0.12603 | 0.15738 | 0.19069 | 0.30678 | 0.86779 | 1.3171 | 1.7838 | 2.2557 | 2.916 | 3.8679 | 4.8488 | 5.8282 | 6.8198 | 7.9555 | 8.6858 | 9.4402 | 10.1995 | 10.9698 | 11.7624 | 12.001 | 12.2439 | 12.4823 | 12.7237 | 12.9641 | 13.0347 | 13.1032 | 13.1693 | 13.2355 | 13.2991
Srg_BB002 | MW | SEPD | Leading the Way | Dungervan | 0 | 0 | 0.007297 | 0.015029 | 0.023363 | 0.032535 | 0.042803 | 0.11007 | 0.13789 | 0.17 | 0.20924 | 0.25376 | 0.31976 | 0.39304 | 0.4735 | 0.56106 | 0.6548 | 0.73208 | 0.80897 | 0.88965 | 0.97353 | 1.061 | 1.0981 | 1.1331 | 1.1654 | 1.1949 | 1.215 | 1.2348 | 1.252 | 1.2668 | 1.2791 | 1.2911
Data centres (MW) | MW | SEPD | Leading the Way | Dunoon | 0 | 0 | 0 | 0 | 0 | 0 | 0 | 0 | 0 | 0 | 0 | 0 | 0 | 0 | 0 | 0 | 0 | 0 | 0 | 0 | 0 | 0 | 0 | 0 | 0 | 0 | 0 | 0 | 0 | 0 | 0 | 0
Dem_BB001a | Number of homes (cumulative) | SEPD | Leading the Way | Dunoon | 0 | 13.0964 | 60.3293 | 138.3505 | 231.3868 | 267.3985 | 294.4592 | 315.6218 | 333.7405 | 348.7405 | 365.8441 | 380.8441 | 390.8441 | 393.8441 | 394.8441 | 395.8441 | 395.8441 | 397.2509 | 398.7881 | 400.1425 | 401.37 | 402.4738 | 403.086 | 403.5889 | 403.9938 | 404.3155 | 404.5791 | 404.7942 | 404.9684 | 405.095 | 405.1791 | 405.219
Dem_BB002b | Floorspace (m2) (cumulative) | SEPD | Leading the Way | Dunoon | 0 | 0 | 0 | 0 | 0 | 0 | 0 | 0 | 0 | 0 | 0 | 0 | 0 | 0 | 0 | 0 | 0 | 0 | 0 | 0 | 0 | 0 | 0 | 0 | 0 | 0 | 0 | 0 | 0 | 0 | 0 | 0
Domestic direct electric heating | Number | SEPD | Leading the Way | Dunoon | 3097.2738 | 3098.6681 | 3103.7495 | 3052.535 | 2974.5213 | 2852.845 | 2700.3204 | 2574.7931 | 2453.782 | 2337.2735 | 2227.6065 | 2152.7348 | 2142.0058 | 2137.2425 | 2118.2546 | 2099.9373 | 2082.3384 | 2065.2669 | 2047.8867 | 2031.0193 | 2014.4504 | 1998.4251 | 1983.4712 | 1968.7337 | 1955.376 | 1942.599 | 1930.6741 | 1919.4857 | 1908.6949 | 1897.9699 | 1887.2993 | 1876.7033
Gas: Hydrogen peaking | MW | SEPD | Leading the Way | Dunoon | 0 | 0 | 0 | 0 | 0 | 0 | 0 | 0 | 0 | 0 | 0 | 0 | 0 | 0 | 0 | 0 | 0 | 0 | 0 | 0 | 0 | 0 | 0 | 0 | 0 | 0 | 0 | 0 | 0 | 0 | 0 | 0
Gen_BB001 | MW | SEPD | Leading the Way | Dunoon | 0 | 0 | 0 | 0 | 0 | 0 | 0 | 0 | 0 | 0 | 0 | 0 | 0 | 0 | 0 | 0 | 0 | 0 | 0 | 0 | 0 | 0 | 0 | 0 | 0 | 0 | 0 | 0 | 0 | 0 | 0 | 0
Gen_BB004 | MW | SEPD | Leading the Way | Dunoon | 0 | 0 | 0 | 0 | 0 | 0 | 0 | 0 | 0 | 0 | 0 | 0 | 0 | 0 | 0 | 0 | 0 | 0 | 0 | 0 | 0 | 0 | 0 | 0 | 0 | 0 | 0 | 0 | 0 | 0 | 0 | 0
Gen_BB005 | MW | SEPD | Leading the Way | Dunoon | 0 | 0 | 0 | 0 | 0 | 0 | 0 | 0 | 0 | 0 | 0 | 0 | 0 | 0 | 0 | 0 | 0 | 0 | 0 | 0 | 0 | 0 | 0 | 0 | 0 | 0 | 0 | 0 | 0 | 0 | 0 | 0
Gen_BB006 | MW | SEPD | Leading the Way | Dunoon | 0 | 0 | 0 | 0 | 0 | 0 | 0 | 0 | 0 | 0 | 0 | 0 | 0 | 0 | 0 | 0 | 0 | 0 | 0 | 0 | 0 | 0 | 0 | 0 | 0 | 0 | 0 | 0 | 0 | 0 | 0 | 0
Gen_BB008 | MW | SEPD | Leading the Way | Dunoon | 0 | 0 | 0 | 0 | 0 | 0 | 0 | 0 | 0 | 0 | 0 | 0 | 0 | 0 | 0 | 0 | 0 | 0 | 0 | 0 | 0 | 0 | 0 | 0 | 0 | 0 | 0 | 0 | 0 | 0 | 0 | 0
Gen_BB010 | MW | SEPD | Leading the Way | Dunoon | 0 | 0 | 0 | 0 | 0 | 0 | 0 | 0 | 0 | 0 | 0 | 0 | 0 | 0 | 0 | 0 | 0 | 0 | 0 | 0 | 0 | 0 | 0 | 0 | 0 | 0 | 0 | 0 | 0 | 0 | 0 | 0
Gen_BB011 | MW | SEPD | Leading the Way | Dunoon | 0 | 0 | 0 | 0 | 0 | 0 | 0 | 0 | 0 | 0 | 0 | 0 | 0 | 0 | 0 | 0 | 0 | 0 | 0 | 0 | 0 | 0 | 0 | 0 | 0 | 0 | 0 | 0 | 0 | 0 | 0 | 0
Gen_BB012 | MW | SEPD | Leading the Way | Dunoon | 0.29508 | 0.29733 | 0.30074 | 0.30501 | 0.3105 | 0.31656 | 0.32376 | 0.33766 | 0.35082 | 0.36654 | 0.38176 | 0.39651 | 0.41094 | 0.42517 | 0.43928 | 0.45334 | 0.47188 | 0.48847 | 0.50531 | 0.52216 | 0.53918 | 0.55638 | 0.57288 | 0.58842 | 0.60298 | 0.61357 | 0.62416 | 0.63377 | 0.64238 | 0.64999 | 0.65763 | 0.6653
Gen_BB013 | MW | SEPD | Leading the Way | Dunoon | 1.0384 | 1.0529 | 1.0813 | 1.1274 | 1.1928 | 1.245 | 1.3027 | 1.4003 | 1.4945 | 1.6053 | 1.7174 | 1.8275 | 1.9387 | 2.0489 | 2.1634 | 2.2835 | 2.4663 | 2.6355 | 2.8013 | 2.9703 | 3.1418 | 3.318 | 3.4983 | 3.6711 | 3.8366 | 3.9718 | 4.1067 | 4.2339 | 4.3534 | 4.4652 | 4.5771 | 4.6892
Gen_BB014 | MW | SEPD | Leading the Way | Dunoon | 0 | 0 | 0 | 0 | 0 | 0 | 0 | 0 | 0 | 0 | 0 | 0 | 0 | 0 | 0 | 0 | 0 | 0 | 0 | 0 | 0 | 0 | 0 | 0 | 0 | 0 | 0 | 0 | 0 | 0 | 0 | 0
Gen_BB015 | MW | SEPD | Leading the Way | Dunoon | 29 | 29 | 29 | 29 | 29 | 40.6 | 40.6 | 40.6 | 40.6 | 41.4318 | 42.3389 | 43.2592 | 44.5902 | 45.5003 | 46.491 | 47.5074 | 48.5481 | 49.6531 | 50.8264 | 52.0723 | 53.3145 | 54.5845 | 55.8344 | 57.0043 | 58.125 | 59.1848 | 60.2263 | 61.2573 | 62.2724 | 63.3272 | 64.3597 | 65.4301
Gen_BB016 | MW | SEPD | Leading the Way | Dunoon | 0.13441 | 0.13441 | 0.13552 | 0.13731 | 0.14025 | 0.15441 | 0.16317 | 0.17926 | 0.20877 | 0.2572 | 0.34223 | 0.42985 | 0.5365 | 0.6321 | 0.72765 | 0.86242 | 0.96176 | 1.0612 | 1.1411 | 1.2196 | 1.2968 | 1.3725 | 1.4469 | 1.5198 | 1.5914 | 1.6614 | 1.7299 | 1.7992 | 1.8691 | 1.9397 | 2.011 | 2.083
Gen_BB017 | MW | SEPD | Leading the Way | Dunoon | 0 | 0 | 0 | 0 | 0 | 0 | 0 | 0 | 0 | 0 | 0 | 0 | 0 | 0 | 0 | 0 | 0 | 0 | 0 | 0 | 0 | 0 | 0 | 0 | 0 | 0 | 0 | 0 | 0 | 0 | 0 | 0
Gen_BB018 | MW | SEPD | Leading the Way | Dunoon | 2.59 | 3.5 | 3.85 | 3.85 | 3.8594 | 3.9172 | 3.9373 | 3.9736 | 4.006 | 4.0423 | 4.0746 | 4.111 | 4.1433 | 4.1797 | 4.2159 | 4.2483 | 4.2846 | 4.3145 | 4.3462 | 4.3719 | 4.3999 | 4.4262 | 4.4471 | 4.4707 | 4.4931 | 4.5105 | 4.5309 | 4.5505 | 4.5693 | 4.5835 | 4.601 | 4.618
Hydrogen electrolysis | MW | SEPD | Leading the Way | Dunoon | 0 | 0 | 0 | 0 | 0 | 0 | 0 | 0 | 0 | 0 | 0 | 0 | 0 | 0 | 0 | 0 | 0 | 0 | 0 | 0 | 0 | 0 | 0 | 0 | 0 | 0 | 0 | 0 | 0 | 0 | 0 | 0
Lct_BB001 | Number | SEPD | Leading the Way | Dunoon | 37.7154 | 62.6754 | 112.7807 | 230.5921 | 400.3214 | 827.7188 | 1300.7148 | 1806.5061 | 2363.9916 | 2996.0293 | 4124.2104 | 5587.2153 | 7122.6146 | 8767.2815 | 10441.1621 | 12105.9222 | 13487.8096 | 14610.6829 | 15469.975 | 16079.85 | 16498.7513 | 16500.1748 | 16446.6253 | 16326.4748 | 16150.7505 | 15862.0264 | 15490.4131 | 15038.185 | 14502.4449 | 13874.6483 | 13145.6846 | 12299.4573
Lct_BB003 | Number | SEPD | Leading the Way | Dunoon | 0 | 0 | 0 | 0 | 0 | 0 | 0 | 0 | 0 | 0 | 0 | 0 | 0 | 0 | 0 | 0 | 0 | 0 | 0 | 0 | 0 | 0 | 0 | 0 | 0 | 0 | 0 | 0 | 0 | 0 | 0 | 0
Lct_BB005 | Number | SEPD | Leading the Way | Dunoon | 213.787 | 363.9109 | 393.3242 | 792.6714 | 1713.9157 | 2284.6328 | 2829.3371 | 3360.3778 | 3968.956 | 4547.1766 | 5165.5707 | 5845.7052 | 6228.26 | 6612.7578 | 7000.4011 | 7393.2107 | 7789.5567 | 8069.2179 | 8380.4458 | 8803.1492 | 9191.7706 | 9702.1328 | 9980.8472 | 10261.3508 | 10534.5092 | 10810.4856 | 11088.4696 | 11120.2696 | 11152.0696 | 11183.8696 | 11215.6696 | 11247.4696
Lct_BB006 | Number | SEPD | Leading the Way | Dunoon | 0 | 0 | 26.9951 | 53.6431 | 79.9425 | 105.8917 | 131.4933 | 186.113 | 239.8514 | 292.7072 | 344.6857 | 398.8568 | 522.695 | 645.1539 | 766.2347 | 885.9389 | 1004.2676 | 1145.7548 | 1285.5922 | 1423.7832 | 1560.3242 | 1695.2179 | 1770.1885 | 1844.6526 | 1918.61 | 1992.0618 | 2065.008 | 2065.008 | 2065.008 | 2065.008 | 2065.008 | 2065.008
Lct_BB007 | Number | SEPD | Leading the Way | Dunoon | 27.0166 | 35.1552 | 34.4431 | 57.3331 | 106.7514 | 143.6926 | 181.691 | 219.4959 | 270.5117 | 322.0447 | 378.6735 | 445.0718 | 478.1017 | 510.7069 | 542.8876 | 574.6441 | 605.9766 | 624.8016 | 644.9341 | 671.2048 | 691.1887 | 715.8013 | 726.0006 | 739.0919 | 752.2431 | 765.4543 | 778.7255 | 779.0577 | 779.6307 | 780.2839 | 781.0173 | 781.831
Lct_BB008 | Number | SEPD | Leading the Way | Dunoon | 0 | 0 | 1.1767 | 2.3382 | 3.4845 | 4.6156 | 5.7314 | 8.1122 | 10.4545 | 12.7585 | 15.024 | 17.2511 | 22.3427 | 27.3776 | 32.3558 | 37.2775 | 42.1424 | 47.9596 | 53.709 | 59.3906 | 65.0045 | 70.5506 | 73.633 | 76.6946 | 79.7354 | 82.7553 | 85.7545 | 85.7545 | 85.7545 | 85.7545 | 85.7545 | 85.7545
Lct_BB010b | MW | SEPD | Leading the Way | Dunoon | 0.243 | 0.28756 | 0.42083 | 0.785 | 1.3217 | 2.0586 | 2.9465 | 4.0244 | 5.4073 | 7.116 | 11.4884 | 15.9009 | 20.651 | 26.1732 | 32.8116 | 39.9142 | 44.5649 | 46.8658 | 49.0657 | 49.7475 | 50.1258 | 50.1778 | 50.216 | 50.241 | 50.2553 | 50.2553 | 50.2553 | 50.2553 | 50.2553 | 50.2553 | 50.2553 | 50.2553
Lct_BB011b | MW | SEPD | Leading the Way | Dunoon | 0 | 0.0152 | 0.0437 | 0.10335 | 0.17117 | 0.24978 | 0.37759 | 0.55991 | 0.78446 | 0.96245 | 1.1578 | 1.3812 | 1.6075 | 1.8519 | 2.0991 | 2.329 | 2.5252 | 2.6763 | 2.7803 | 2.8393 | 2.8654 | 2.8724 | 2.8737 | 2.8762 | 2.88 | 2.8858 | 2.8933 | 2.8933 | 2.8933 | 2.8933 | 2.8934 | 2.9103
Lct_BB012b | MW | SEPD | Leading the Way | Dunoon | 0.132 | 0.1366 | 0.14462 | 0.15519 | 0.16464 | 0.17036 | 0.17449 | 0.19561 | 0.22042 | 0.25087 | 0.28569 | 0.32398 | 0.37805 | 0.4352 | 0.49119 | 0.54262 | 0.5858 | 0.61908 | 0.64245 | 0.65672 | 0.66394 | 0.6667 | 0.66884 | 0.67032 | 0.67126 | 0.6717 | 0.6717 | 0.6717 | 0.6717 | 0.6717 | 0.6717 | 0.6717
Lct_BB013b | MW | SEPD | Leading the Way | Dunoon | 0 | 0.0106 | 0.02125 | 0.04337 | 0.06358 | 0.08504 | 0.12841 | 0.19051 | 0.25868 | 0.29306 | 0.32754 | 0.36597 | 0.41163 | 0.45799 | 0.50232 | 0.54055 | 0.57055 | 0.59065 | 0.60146 | 0.60352 | 0.60352 | 0.60352 | 0.60352 | 0.60352 | 0.60352 | 0.60352 | 0.60352 | 0.60352 | 0.60352 | 0.60352 | 0.60352 | 0.60352
Lct_BB014 | Number | SEPD | Leading the Way | Dunoon | 12.0258 | 12.1181 | 12.1229 | 12.2271 | 12.336 | 12.3638 | 12.4707 | 12.4996 | 12.5667 | 12.6338 | 12.7009 | 12.7681 | 12.8352 | 12.9023 | 12.9694 | 13.0365 | 13.1036 | 13.1707 | 13.2378 | 13.3049 | 13.3721 | 13.4392 | 13.5063 | 13.5734 | 13.6405 | 13.7076 | 13.7747 | 13.8418 | 13.909 | 13.9761 | 14.0432 | 14.1103
Other generation | MW | SEPD | Leading the Way | Dunoon | 0 | 0 | 0 | 0 | 0 | 0 | 0 | 0 | 0 | 0 | 0 | 0 | 0 | 0 | 0 | 0 | 0 | 0 | 0 | 0 | 0 | 0 | 0 | 0 | 0 | 0 | 0 | 0 | 0 | 0 | 0 | 0
Srg_BB001 | MW | SEPD | Leading the Way | Dunoon | 0 | 0.18929 | 0.27334 | 0.31911 | 0.36692 | 0.42756 | 0.73795 | 1.7672 | 2.0831 | 2.4245 | 2.7851 | 3.2734 | 3.3409 | 3.4277 | 3.5133 | 3.6081 | 3.7993 | 4.0703 | 4.3621 | 4.6606 | 4.968 | 5.2904 | 5.4732 | 5.6591 | 5.8425 | 6.0288 | 6.215 | 6.2657 | 6.3151 | 6.3629 | 6.4108 | 6.4569
Srg_BB002 | MW | SEPD | Leading the Way | Dunoon | 0 | 0 | 0.020961 | 0.042756 | 0.065722 | 0.090407 | 0.11734 | 0.28611 | 0.35342 | 0.42819 | 0.51676 | 0.61459 | 0.75639 | 0.91083 | 1.0776 | 1.2564 | 1.4522 | 1.6165 | 1.7828 | 1.9598 | 2.1463 | 2.3434 | 2.4279 | 2.5083 | 2.5829 | 2.6516 | 2.6988 | 2.7453 | 2.786 | 2.8209 | 2.85 | 2.8788
Data centres (MW) | MW | SEPD | Leading the Way | Dyce | 0 | 0 | 0 | 0 | 0 | 0 | 0 | 0 | 0 | 0 | 0 | 0 | 0 | 0 | 0 | 0 | 0 | 0 | 0 | 0 | 0 | 0 | 0 | 0 | 0 | 0 | 0 | 0 | 0 | 0 | 0 | 0
Dem_BB001a | Number of homes (cumulative) | SEPD | Leading the Way | Dyce | 0 | 28.4051 | 52.9236 | 136.2661 | 428.6212 | 773.9559 | 1015.3313 | 1166.6593 | 1318.92 | 1469.291 | 1619.5283 | 1767.0617 | 1904.4839 | 2021.9235 | 2111.9235 | 2204.9235 | 2284.9235 | 2335.2828 | 2377.768 | 2415.0768 | 2445.2629 | 2470.2801 | 2489.8442 | 2505.3077 | 2517.6809 | 2525.9773 | 2531.2203 | 2532.4184 | 2532.579 | 2532.6957 | 2532.7732 | 2532.81
Dem_BB002b | Floorspace (m2) (cumulative) | SEPD | Leading the Way | Dyce | 0 | 9005.04 | 24961.1314 | 31839.8429 | 36218.8329 | 42848.1016 | 52894.3155 | 58904.9195 | 66707.2652 | 70427.3005 | 74188.2085 | 80990.8581 | 87584.0709 | 95043.4154 | 102502.4813 | 105211.2687 | 107669.981 | 109253.6183 | 110795.435 | 112295.51 | 113503.8433 | 114420.51 | 114920.51 | 115003.8433 | 115045.51 | 115045.51 | 115045.51 | 115045.51 | 115045.51 | 115045.51 | 115045.51 | 115045.51
Domestic direct electric heating | Number | SEPD | Leading the Way | Dyce | 1634.1595 | 1637.1798 | 1639.8816 | 1620.8876 | 1635.7323 | 1658.2235 | 1644.4335 | 1586.4365 | 1528.896 | 1471.698 | 1412.1226 | 1370.8521 | 1314.9605 | 1294.0477 | 1290.5455 | 1287.688 | 1283.8394 | 1277.1406 | 1269.8659 | 1262.4649 | 1254.477 | 1246.4607 | 1239.1903 | 1231.6751 | 1224.051 | 1216.2514 | 1208.146 | 1200.2517 | 1192.1969 | 1184.3284 | 1176.5114 | 1168.7958
Gas: Hydrogen peaking | MW | SEPD | Leading the Way | Dyce | 0 | 0 | 0 | 0 | 0 | 0 | 0 | 0 | 0 | 0 | 0 | 0 | 0 | 0 | 0 | 0 | 0 | 0 | 0 | 0 | 0 | 0 | 0 | 0 | 0 | 0 | 0 | 0 | 0 | 0 | 0 | 0
Gen_BB001 | MW | SEPD | Leading the Way | Dyce | 0 | 0 | 0 | 0 | 0 | 0 | 0 | 0 | 0 | 0 | 0 | 0 | 0 | 0 | 0 | 0 | 0 | 0 | 0 | 0 | 0 | 0 | 0 | 0 | 0 | 0 | 0 | 0 | 0 | 0 | 0 | 0
Gen_BB004 | MW | SEPD | Leading the Way | Dyce | 0.4 | 0.4 | 0.4 | 0.4 | 0.4 | 0.4 | 0.4 | 0.4 | 0.4 | 0.4 | 0.4 | 0.4 | 0.4 | 0.4 | 0.4 | 0.4 | 0.4 | 0.4 | 0.4 | 0.4 | 0.4 | 0.4 | 0.4 | 0.4 | 0.4 | 0.4 | 0.4 | 0.4 | 0.4 | 0.4 | 0.4 | 0.4
Gen_BB005 | MW | SEPD | Leading the Way | Dyce | 0 | 0 | 0 | 0 | 0 | 0 | 0 | 0 | 0 | 0 | 0 | 0 | 0 | 0 | 0 | 0 | 0 | 0 | 0 | 0 | 0 | 0 | 0 | 0 | 0 | 0 | 0 | 0 | 0 | 0 | 0 | 0
Gen_BB006 | MW | SEPD | Leading the Way | Dyce | 0 | 0 | 0 | 0 | 0 | 0 | 0 | 0 | 0 | 0 | 0 | 0 | 0 | 0 | 0 | 0 | 0 | 0 | 0 | 0 | 0 | 0 | 0 | 0 | 0 | 0 | 0 | 0 | 0 | 0 | 0 | 0
Gen_BB008 | MW | SEPD | Leading the Way | Dyce | 0 | 0 | 0 | 0 | 0 | 0 | 0 | 0 | 0 | 0 | 0 | 0 | 0 | 0 | 0 | 0 | 0 | 0 | 0 | 0 | 0 | 0 | 0 | 0 | 0 | 0 | 0 | 0 | 0 | 0 | 0 | 0
Gen_BB010 | MW | SEPD | Leading the Way | Dyce | 0 | 0 | 0 | 0 | 0 | 0 | 0 | 0 | 0 | 0 | 0 | 0 | 0 | 0 | 0 | 0 | 0 | 0 | 0 | 0 | 0 | 0 | 0 | 0 | 0 | 0 | 0 | 0 | 0 | 0 | 0 | 0
Gen_BB011 | MW | SEPD | Leading the Way | Dyce | 0 | 0 | 0 | 0 | 0 | 0 | 0 | 0 | 0 | 0 | 0 | 0 | 0 | 0 | 0 | 0 | 0 | 0 | 0 | 0 | 0 | 0 | 0 | 0 | 0 | 0 | 0 | 0 | 0 | 0 | 0 | 0
Gen_BB012 | MW | SEPD | Leading the Way | Dyce | 0.29507 | 0.29931 | 0.30596 | 0.31465 | 0.32638 | 0.34005 | 0.35713 | 1.106 | 1.853 | 2.748 | 3.7766 | 4.9347 | 6.3669 | 7.9356 | 9.3878 | 10.8977 | 12.4799 | 14.1552 | 15.6182 | 16.8716 | 17.7211 | 18.264 | 18.8006 | 19.3368 | 20.3676 | 21.385 | 22.4028 | 23.3188 | 24.1333 | 24.8464 | 25.4617 | 25.9791
Gen_BB013 | MW | SEPD | Leading the Way | Dyce | 1.928 | 1.9838 | 2.0676 | 2.1907 | 2.4256 | 2.7249 | 3.0283 | 3.4654 | 3.9033 | 4.423 | 4.9476 | 5.4753 | 5.9973 | 6.5048 | 6.9987 | 7.5026 | 7.8698 | 8.1808 | 8.4812 | 8.7776 | 9.0694 | 9.3593 | 9.6453 | 9.9144 | 10.1683 | 10.3685 | 10.5652 | 10.7464 | 10.9132 | 11.0689 | 11.2249 | 11.3812
Gen_BB014 | MW | SEPD | Leading the Way | Dyce | 0 | 0 | 0 | 0 | 0 | 0 | 0 | 0 | 0 | 0 | 0 | 0 | 0 | 0 | 0 | 0 | 0 | 0 | 0 | 0 | 0 | 0 | 0 | 0 | 0 | 0 | 0 | 0 | 0 | 0 | 0 | 0
Gen_BB015 | MW | SEPD | Leading the Way | Dyce | 7.5 | 7.5 | 9 | 9 | 9 | 9 | 9 | 9 | 9 | 9.2152 | 12.4498 | 12.6879 | 13.0321 | 13.2675 | 13.5238 | 13.7867 | 14.0559 | 14.3417 | 14.6452 | 14.9675 | 15.2888 | 15.6173 | 15.9406 | 16.2432 | 16.5331 | 16.8073 | 17.0767 | 17.3433 | 17.6059 | 17.8787 | 18.1458 | 18.4227
Gen_BB016 | MW | SEPD | Leading the Way | Dyce | 1.0818 | 1.0818 | 1.0821 | 1.0825 | 1.0833 | 1.0869 | 1.0892 | 1.0934 | 1.101 | 1.1135 | 1.1355 | 1.1582 | 2.0858 | 2.1105 | 2.1352 | 2.1701 | 2.1958 | 2.2215 | 2.2422 | 2.2625 | 2.2824 | 2.302 | 2.3213 | 2.3401 | 2.3586 | 2.3768 | 2.3945 | 2.4124 | 2.4305 | 2.4487 | 2.4672 | 2.4858
Gen_BB017 | MW | SEPD | Leading the Way | Dyce | 0 | 0 | 0 | 0 | 0 | 0 | 0 | 0 | 0 | 0 | 0 | 0 | 0 | 0 | 0 | 0 | 0 | 0 | 0 | 0 | 0 | 0 | 0 | 0 | 0 | 0 | 0 | 0 | 0 | 0 | 0 | 0
Gen_BB018 | MW | SEPD | Leading the Way | Dyce | 0 | 0 | 0 | 0 | 0 | 0 | 0 | 0 | 0 | 0 | 0 | 0 | 0 | 0 | 0 | 0 | 0 | 0 | 0 | 0 | 0 | 0 | 0 | 0 | 0 | 0 | 0 | 0 | 0 | 0 | 0 | 0
Hydrogen electrolysis | MW | SEPD | Leading the Way | Dyce | 0 | 0 | 0 | 0 | 0 | 0 | 0 | 0 | 0 | 0 | 0 | 0 | 0 | 0 | 0 | 0 | 0 | 0 | 0 | 0 | 0 | 0 | 0 | 0 | 0 | 0 | 0 | 0 | 0 | 0 | 0 | 0
Lct_BB001 | Number | SEPD | Leading the Way | Dyce | 102.0552 | 169.0333 | 305.6855 | 618.6915 | 1062.0693 | 1693.133 | 2477.1212 | 3372.5925 | 4441.7613 | 5761.9219 | 7052.8095 | 8582.7127 | 10168.9775 | 11837.3631 | 13536.8452 | 15242.9177 | 16902.2301 | 18234.5281 | 19239.0682 | 19936.1398 | 20396.7486 | 20351.6689 | 20235.1272 | 20033.5419 | 19760.7879 | 19343.6233 | 18797.3417 | 18165.1566 | 17444.6975 | 16628.3072 | 15707.8629 | 14679.597
Lct_BB003 | Number | SEPD | Leading the Way | Dyce | 2.8848 | 3.3273 | 5.9901 | 9.8324 | 14.4288 | 20.6563 | 32.3095 | 56.9434 | 92.471 | 121.3069 | 153.6043 | 191.9649 | 229.0871 | 270.4975 | 316.0302 | 362.1823 | 405.9463 | 443.8497 | 474.3578 | 496.6972 | 512.4994 | 524.1103 | 531.7358 | 538.0578 | 543.6376 | 549.11 | 554.9218 | 552.811 | 551.8961 | 552.0663 | 553.2045 | 555.1781
Lct_BB005 | Number | SEPD | Leading the Way | Dyce | 133.7913 | 158.6548 | 166.4574 | 267.597 | 470.0725 | 910.4988 | 1288.2397 | 1659.4191 | 2139.1306 | 2638.2293 | 3182.7264 | 3921.4973 | 4375.536 | 4820.856 | 5258.1324 | 5702.0325 | 6144.1238 | 6456.2693 | 6800.3592 | 7259.0793 | 7681.9752 | 8234.7402 | 8541.9185 | 8848.5704 | 9145.7485 | 9441.837 | 9738.3509 | 9770.7509 | 9801.9509 | 9833.7509 | 9865.5509 | 9897.3509
Lct_BB006 | Number | SEPD | Leading the Way | Dyce | 0 | 0 | 18.2008 | 36.167 | 53.8972 | 71.3923 | 88.6531 | 125.4761 | 161.7058 | 197.3427 | 232.3849 | 287.6161 | 413.8833 | 538.7476 | 662.2056 | 784.2602 | 904.9097 | 1049.1704 | 1191.7513 | 1332.6537 | 1471.8744 | 1609.4168 | 1685.8578 | 1761.7824 | 1837.1906 | 1912.0835 | 1986.4601 | 1986.4601 | 1986.4601 | 1986.4601 | 1986.4601 | 1986.4601
Lct_BB007 | Number | SEPD | Leading the Way | Dyce | 25.1579 | 32.7365 | 32.0734 | 53.3886 | 99.407 | 133.8066 | 169.1907 | 204.3947 | 251.9006 | 299.8882 | 352.6209 | 414.451 | 445.2085 | 475.5704 | 505.5372 | 535.1088 | 564.2857 | 581.8155 | 600.5629 | 625.0262 | 643.6352 | 666.5544 | 676.052 | 688.2426 | 700.489 | 712.7912 | 725.1494 | 725.4587 | 725.9922 | 726.6004 | 727.2834 | 728.0411
Lct_BB008 | Number | SEPD | Leading the Way | Dyce | 0 | 0 | 1.0958 | 2.1774 | 3.2448 | 4.2981 | 5.3372 | 7.5541 | 9.7353 | 11.8807 | 13.9903 | 16.0643 | 20.8055 | 25.494 | 30.1297 | 34.7128 | 39.2431 | 44.66 | 50.0138 | 55.3046 | 60.5322 | 65.6967 | 68.567 | 71.4179 | 74.2495 | 77.0617 | 79.8545 | 79.8545 | 79.8545 | 79.8545 | 79.8545 | 79.8545
Lct_BB010b | MW | SEPD | Leading the Way | Dyce | 0.62 | 1.0954 | 1.7123 | 3.0513 | 4.8879 | 7.2732 | 10.3531 | 13.9295 | 18.5879 | 25.4766 | 32.5258 | 39.7118 | 47.3709 | 54.7264 | 61.3094 | 65.6526 | 67.7179 | 68.8789 | 69.8673 | 70.175 | 70.3124 | 70.3364 | 70.3541 | 70.3656 | 70.3722 | 70.3722 | 70.3722 | 70.3722 | 70.3722 | 70.3722 | 70.3722 | 70.3722
Lct_BB011b | MW | SEPD | Leading the Way | Dyce | 0.051 | 0.0978 | 0.15911 | 0.30452 | 0.47231 | 0.66472 | 0.96572 | 1.3791 | 1.8862 | 2.3093 | 2.7764 | 3.3075 | 3.8731 | 4.4841 | 5.0988 | 5.6701 | 6.1563 | 6.5294 | 6.785 | 6.9296 | 6.9922 | 7.0061 | 7.0089 | 7.0142 | 7.0221 | 7.0335 | 7.0491 | 7.0491 | 7.0491 | 7.0491 | 7.0494 | 7.0838
Lct_BB012b | MW | SEPD | Leading the Way | Dyce | 0.652 | 0.6968 | 0.7393 | 0.83342 | 0.93875 | 1.049 | 1.188 | 1.3665 | 1.5779 | 1.8197 | 2.097 | 2.4081 | 2.8418 | 3.3094 | 3.7776 | 4.2195 | 4.6039 | 4.9135 | 5.1441 | 5.3003 | 5.3996 | 5.4151 | 5.427 | 5.4355 | 5.4408 | 5.4433 | 5.4433 | 5.4433 | 5.4433 | 5.4433 | 5.4433 | 5.4433
Lct_BB013b | MW | SEPD | Leading the Way | Dyce | 0 | 0 | 0 | 0 | 0 | 0 | 0 | 0 | 0 | 0 | 0 | 0 | 0 | 0 | 0 | 0 | 0 | 0 | 0 | 0 | 0 | 0 | 0 | 0 | 0 | 0 | 0 | 0 | 0 | 0 | 0 | 0
Lct_BB014 | Number | SEPD | Leading the Way | Dyce | 20.7971 | 20.9567 | 20.9651 | 21.1452 | 21.3335 | 21.3816 | 21.5666 | 21.6165 | 21.7325 | 21.8486 | 21.9647 | 22.0807 | 22.1968 | 22.3128 | 22.4289 | 22.545 | 22.661 | 22.7771 | 22.8931 | 23.0092 | 23.1253 | 23.2413 | 23.3574 | 23.4735 | 23.5895 | 23.7056 | 23.8216 | 23.9377 | 24.0538 | 24.1698 | 24.2859 | 24.402
Other generation | MW | SEPD | Leading the Way | Dyce | 0.2 | 0.27 | 0.27 | 0.27 | 0.27 | 0.27 | 0.27 | 0.27 | 0.27 | 0.27 | 0.27 | 0.27 | 0.27 | 0.27 | 0.27 | 0.27 | 0.27 | 0.27 | 0.27 | 0.27 | 0.27 | 0.27 | 0.27 | 0.27 | 0.27 | 0.27 | 0.27 | 0.27 | 0.27 | 0.27 | 0.27 | 0.27
Srg_BB001 | MW | SEPD | Leading the Way | Dyce | 0 | 0.28614 | 0.38498 | 0.42648 | 0.4686 | 0.51134 | 0.90246 | 2.0666 | 2.3597 | 2.6772 | 3.0275 | 3.4282 | 3.4831 | 3.5423 | 3.6007 | 3.6608 | 3.7411 | 3.8567 | 3.9754 | 4.0944 | 4.2146 | 4.3376 | 4.4979 | 4.6587 | 4.8188 | 4.9793 | 5.1395 | 5.1489 | 5.158 | 5.1668 | 5.1755 | 5.1839
Srg_BB002 | MW | SEPD | Leading the Way | Dyce | 0 | 0 | 0.040316 | 0.083285 | 0.12993 | 0.18161 | 0.23989 | 0.62637 | 0.78776 | 0.97572 | 1.2072 | 1.4714 | 1.865 | 2.3039 | 2.7874 | 3.3153 | 3.876 | 4.3353 | 4.7897 | 5.2638 | 5.7543 | 6.2636 | 6.4786 | 6.6806 | 6.866 | 7.0355 | 7.1508 | 7.264 | 7.3626 | 7.4468 | 7.5168 | 7.5856
Data centres (MW) | MW | SEPD | Leading the Way | Elgin | 0 | 0 | 0 | 0 | 0 | 0 | 0 | 0 | 0 | 0 | 0 | 0 | 0 | 0 | 0 | 0 | 0 | 0 | 0 | 0 | 0 | 0 | 0 | 0 | 0 | 0 | 0 | 0 | 0 | 0 | 0 | 0
Dem_BB001a | Number of homes (cumulative) | SEPD | Leading the Way | Elgin | 0 | 257.9888 | 553.2104 | 801.0709 | 1028.957 | 1242.6302 | 1412.6445 | 1574.6306 | 1737.6306 | 1890.6306 | 2042.6306 | 2201.6306 | 2358.6306 | 2507.6306 | 2640.6306 | 2780.6306 | 2918.6306 | 3056.878 | 3189.3337 | 3317.4975 | 3442.4585 | 3540.1459 | 3603.0817 | 3657.8504 | 3705.4694 | 3745.9612 | 3779.3641 | 3805.6928 | 3825.9593 | 3840.1528 | 3849.2814 | 3852.3423
Dem_BB002b | Floorspace (m2) (cumulative) | SEPD | Leading the Way | Elgin | 0 | 19242.795 | 34637.031 | 48534.6052 | 73101.2235 | 99536.886 | 124284.5327 | 149127.1842 | 182744.9582 | 218455.3547 | 248338.3737 | 283614.0152 | 306651.765 | 330024.0442 | 342012.2792 | 353057.8917 | 371640.8817 | 379331.2492 | 384928.9942 | 389094.1167 | 391496.6167 | 393214.1167 | 394066.6167 | 394919.1167 | 395719.1167 | 395719.1167 | 395719.1167 | 395719.1167 | 395719.1167 | 395719.1167 | 395719.1167 | 395719.1167
Domestic direct electric heating | Number | SEPD | Leading the Way | Elgin | 2835.1683 | 2863.1497 | 2895.1133 | 2920.4275 | 2905.877 | 2855.0467 | 2764.0523 | 2649.0768 | 2537.7124 | 2427.9375 | 2320.133 | 2244.4184 | 2174.3717 | 2150.4658 | 2143.7902 | 2138.2229 | 2133.1818 | 2128.4632 | 2123.1594 | 2118.5262 | 2114.3666 | 2108.0564 | 2100.2064 | 2091.855 | 2083.0701 | 2073.7158 | 2063.6981 | 2053.1915 | 2042.9294 | 2032.2356 | 2021.1495 | 2009.6793
Gas: Hydrogen peaking | MW | SEPD | Leading the Way | Elgin | 0 | 0 | 0 | 0 | 0 | 0 | 0 | 0 | 0 | 0 | 0 | 0 | 0 | 0 | 0 | 0 | 0 | 0 | 0 | 0 | 0 | 0 | 0 | 0 | 0 | 0 | 0 | 0 | 0 | 0 | 0 | 0
Gen_BB001 | MW | SEPD | Leading the Way | Elgin | 0.3 | 0.3 | 0.3 | 0.3 | 0.3 | 0.3 | 0.3 | 0.3 | 0.3 | 0.3 | 0.3 | 0.3 | 0.3 | 0.3 | 0.3 | 0.3 | 0.3 | 0.05 | 0 | 0 | 0 | 0 | 0 | 0 | 0 | 0 | 0 | 0 | 0 | 0 | 0 | 0
Gen_BB004 | MW | SEPD | Leading the Way | Elgin | 1.498 | 1.708 | 1.708 | 1.708 | 1.708 | 1.708 | 1.708 | 1.708 | 1.708 | 1.708 | 1.708 | 1.708 | 1.708 | 1.708 | 1.708 | 1.708 | 1.708 | 1.708 | 1.708 | 1.708 | 1.708 | 1.708 | 1.708 | 1.708 | 1.708 | 1.708 | 1.708 | 1.708 | 1.708 | 1.708 | 1.708 | 1.708
Gen_BB005 | MW | SEPD | Leading the Way | Elgin | 0 | 0 | 0 | 0 | 0 | 0 | 0 | 0 | 0 | 0 | 0 | 0 | 0 | 0 | 0 | 0 | 0 | 0 | 0 | 0 | 0 | 0 | 0 | 0 | 0 | 0 | 0 | 0 | 0 | 0 | 0 | 0
Gen_BB006 | MW | SEPD | Leading the Way | Elgin | 0 | 0 | 0 | 0 | 0 | 0 | 0 | 0 | 0 | 0 | 0 | 0 | 0 | 0 | 0 | 0 | 0 | 0 | 0 | 0 | 0 | 0 | 0 | 0 | 0 | 0 | 0 | 0 | 0 | 0 | 0 | 0
Gen_BB008 | MW | SEPD | Leading the Way | Elgin | 0 | 0 | 0 | 0 | 0 | 0 | 0 | 0 | 0 | 0 | 0 | 0 | 0 | 0 | 0 | 0 | 0 | 0 | 0 | 0 | 0 | 0 | 0 | 0 | 0 | 0 | 0 | 0 | 0 | 0 | 0 | 0
Gen_BB010 | MW | SEPD | Leading the Way | Elgin | 0 | 0 | 0 | 0 | 0 | 0 | 0 | 0 | 0 | 0 | 0 | 0 | 0 | 0 | 0 | 0 | 0 | 0 | 0 | 0 | 0 | 0 | 0 | 0 | 0 | 0 | 0 | 0 | 0 | 0 | 0 | 0
Gen_BB011 | MW | SEPD | Leading the Way | Elgin | 0 | 0 | 0 | 0 | 0 | 0 | 0 | 0 | 0 | 0 | 0 | 0 | 0 | 0 | 0 | 0 | 0 | 0 | 0 | 0 | 0 | 0 | 0 | 0 | 0 | 0 | 0 | 0 | 0 | 0 | 0 | 0
Gen_BB012 | MW | SEPD | Leading the Way | Elgin | 0.81465 | 1.0214 | 1.0316 | 1.0441 | 51.3192 | 51.4803 | 51.6727 | 52.5967 | 53.4599 | 54.4543 | 55.5138 | 56.6487 | 57.9893 | 59.4384 | 60.7904 | 62.1898 | 63.6639 | 65.2075 | 66.571 | 67.7515 | 68.5774 | 69.113 | 69.6268 | 70.1448 | 71.1131 | 72.0544 | 72.9969 | 73.8461 | 74.6022 | 75.2649 | 75.8405 | 76.3288
Gen_BB013 | MW | SEPD | Leading the Way | Elgin | 3.136 | 3.1898 | 3.2851 | 3.4032 | 3.5498 | 3.7177 | 3.8953 | 4.1624 | 4.4348 | 4.7457 | 5.0631 | 5.3939 | 5.7403 | 6.0985 | 6.4571 | 6.835 | 7.2796 | 7.7023 | 8.1128 | 8.5249 | 8.9381 | 9.3277 | 9.6894 | 10.0326 | 10.3579 | 10.6265 | 10.8886 | 11.1315 | 11.3564 | 11.563 | 11.7647 | 11.9606
Gen_BB014 | MW | SEPD | Leading the Way | Elgin | 0 | 0 | 0 | 0 | 0 | 0 | 0 | 0 | 0 | 0 | 0 | 0 | 0 | 0 | 0 | 0 | 0 | 0 | 0 | 0 | 0 | 0 | 0 | 0 | 0 | 0 | 0 | 0 | 0 | 0 | 0 | 0
Gen_BB015 | MW | SEPD | Leading the Way | Elgin | 92 | 92 | 92 | 92 | 92 | 92 | 112.24 | 112.24 | 112.24 | 112.6157 | 113.0253 | 113.4409 | 114.042 | 114.453 | 131.4604 | 131.9194 | 132.3894 | 132.8884 | 133.4183 | 133.981 | 134.5419 | 135.1155 | 135.6799 | 136.2083 | 136.7144 | 137.193 | 137.6634 | 138.129 | 138.5874 | 139.0637 | 139.53 | 140.0134
Gen_BB016 | MW | SEPD | Leading the Way | Elgin | 0.060702 | 0.060702 | 0.061202 | 0.062009 | 0.063338 | 0.069732 | 0.07369 | 0.080955 | 0.094282 | 0.11615 | 0.15455 | 0.19412 | 0.24229 | 0.28546 | 0.32861 | 0.38947 | 0.43434 | 0.47925 | 0.51532 | 0.55079 | 0.58563 | 0.61983 | 0.65342 | 0.68637 | 0.71867 | 0.75031 | 0.78125 | 0.81252 | 0.84408 | 0.87597 | 0.90818 | 0.94071
Gen_BB017 | MW | SEPD | Leading the Way | Elgin | 0 | 0 | 0 | 0 | 0 | 0 | 0 | 0 | 0 | 0 | 0 | 0 | 0 | 0 | 0 | 0 | 0 | 0 | 0 | 0 | 0 | 0 | 0 | 0 | 0 | 0 | 0 | 0 | 0 | 0 | 0 | 0
Gen_BB018 | MW | SEPD | Leading the Way | Elgin | 0.048 | 0.048 | 0.048 | 0.048 | 0.048 | 0.048 | 0.048 | 0.048 | 0.048 | 0.048 | 0.048 | 0.048 | 0.048 | 0.048 | 0.048 | 0.048 | 0.048 | 0.048 | 0.048 | 0.048 | 0.048 | 0.048 | 0.048 | 0.048 | 0.048 | 0.048 | 0.048 | 0.048 | 0.048 | 0.048 | 0.048 | 0.048
Hydrogen electrolysis | MW | SEPD | Leading the Way | Elgin | 0 | 0 | 0 | 0 | 0 | 0 | 0 | 0 | 0 | 0 | 0 | 0 | 0 | 0 | 0 | 0 | 0 | 0 | 0 | 0 | 0 | 0 | 0 | 0 | 0 | 0 | 0 | 0 | 0 | 0 | 0 | 0
Lct_BB001 | Number | SEPD | Leading the Way | Elgin | 94.8606 | 157.3347 | 282.3712 | 572.2387 | 984.546 | 1721.685 | 2592.7016 | 3560.0863 | 4678.853 | 6016.0765 | 8078.26 | 10543.6393 | 13094.4815 | 15774.3263 | 18488.8169 | 21192.3778 | 23484.6318 | 25304.8336 | 26653.4919 | 27562.7324 | 28138.8915 | 27997.7232 | 27766.0798 | 27425.3546 | 26995.0133 | 26379.4377 | 25630.9841 | 24756.3401 | 23751.6266 | 22604.4044 | 21301.8984 | 19831.3685
Lct_BB003 | Number | SEPD | Leading the Way | Elgin | 0 | 0 | 0 | 0 | 0 | 0 | 0 | 0 | 0 | 0 | 0 | 0 | 0 | 0 | 0 | 0 | 0 | 0 | 0 | 0 | 0 | 0 | 0 | 0 | 0 | 0 | 0 | 0 | 0 | 0 | 0 | 0
Lct_BB005 | Number | SEPD | Leading the Way | Elgin | 203.0175 | 271.5725 | 298.2302 | 503.175 | 930.0535 | 1462.1398 | 1988.0095 | 2568.3702 | 3319.25 | 4067.8343 | 4874.8725 | 6111.7407 | 6840.5085 | 7571.7807 | 8298.8907 | 9033.5289 | 9775.2925 | 10319.5901 | 10913.8905 | 11692.3881 | 12404.5702 | 13302.8426 | 13800.8551 | 14297.8414 | 14786.6885 | 15274.8319 | 15763.1282 | 15830.3282 | 15893.9282 | 15953.9282 | 16010.9282 | 16064.3282
Lct_BB006 | Number | SEPD | Leading the Way | Elgin | 0 | 0 | 25.0352 | 49.7443 | 74.1332 | 98.1961 | 121.9351 | 172.5809 | 222.413 | 271.4277 | 319.6242 | 403.9815 | 596.8335 | 787.5413 | 976.1044 | 1162.5221 | 1346.795 | 1567.1327 | 1784.9032 | 2000.1082 | 2212.7473 | 2422.8177 | 2539.5667 | 2655.5296 | 2770.7029 | 2885.0899 | 2998.6886 | 2998.6886 | 2998.6886 | 2998.6886 | 2998.6886 | 2998.6886
Lct_BB007 | Number | SEPD | Leading the Way | Elgin | 86.0033 | 111.9112 | 109.6441 | 182.5111 | 339.8266 | 457.4229 | 578.385 | 698.7309 | 861.1317 | 1025.1789 | 1205.4478 | 1416.8163 | 1521.9619 | 1625.7555 | 1728.1978 | 1829.2896 | 1929.0317 | 1988.9582 | 2053.0467 | 2136.6757 | 2200.2913 | 2278.6415 | 2311.1095 | 2352.7835 | 2394.6484 | 2436.7043 | 2478.951 | 2480.0086 | 2481.8325 | 2483.9118 | 2486.2467 | 2488.837
Lct_BB008 | Number | SEPD | Leading the Way | Elgin | 0 | 0 | 3.7459 | 7.4434 | 11.0925 | 14.6932 | 18.2453 | 25.824 | 33.2805 | 40.6147 | 47.8266 | 54.9163 | 71.1244 | 87.1522 | 102.9998 | 118.6671 | 134.154 | 152.672 | 170.9742 | 189.0607 | 206.9316 | 224.5868 | 234.3991 | 244.1451 | 253.8249 | 263.4385 | 272.9859 | 272.9859 | 272.9859 | 272.9859 | 272.9859 | 272.9859
Lct_BB010b | MW | SEPD | Leading the Way | Elgin | 0.376 | 0.66503 | 1.1569 | 2.2982 | 3.9898 | 6.0023 | 8.709 | 11.9238 | 15.8467 | 21.2174 | 29.9113 | 39.2908 | 50.7648 | 63.227 | 76.3345 | 87.5838 | 93.9924 | 97.2287 | 100.1096 | 101.0763 | 101.5216 | 101.5657 | 101.5982 | 101.6194 | 101.6316 | 101.6316 | 101.6316 | 101.6316 | 101.6316 | 101.6316 | 101.6316 | 101.6316
Lct_BB011b | MW | SEPD | Leading the Way | Elgin | 0.007 | 0.0688 | 0.14092 | 0.32215 | 0.52923 | 0.76813 | 1.1479 | 1.6768 | 2.3268 | 2.8586 | 3.4436 | 4.1098 | 4.8049 | 5.5559 | 6.3126 | 7.0159 | 7.6155 | 8.0765 | 8.3931 | 8.5719 | 8.6497 | 8.6683 | 8.672 | 8.6791 | 8.6898 | 8.7052 | 8.7261 | 8.7261 | 8.7261 | 8.7261 | 8.7263 | 8.7725
Lct_BB012b | MW | SEPD | Leading the Way | Elgin | 0.433 | 0.521 | 0.61226 | 0.81457 | 1.0464 | 1.2986 | 1.6261 | 2.0188 | 2.4822 | 3.0031 | 3.5978 | 4.262 | 5.1825 | 6.1715 | 7.1566 | 8.0796 | 8.8756 | 9.508 | 9.9698 | 10.2721 | 10.452 | 10.46 | 10.4662 | 10.4705 | 10.4733 | 10.4745 | 10.4745 | 10.4745 | 10.4745 | 10.4745 | 10.4745 | 10.4745
Lct_BB013b | MW | SEPD | Leading the Way | Elgin | 0 | 0 | 0 | 0 | 0 | 0 | 0 | 0 | 0 | 0 | 0 | 0 | 0 | 0 | 0 | 0 | 0 | 0 | 0 | 0 | 0 | 0 | 0 | 0 | 0 | 0 | 0 | 0 | 0 | 0 | 0 | 0
Lct_BB014 | Number | SEPD | Leading the Way | Elgin | 23.3625 | 23.5418 | 23.5511 | 23.7535 | 23.9651 | 24.0191 | 24.2269 | 24.2829 | 24.4133 | 24.5437 | 24.674 | 24.8044 | 24.9348 | 25.0652 | 25.1956 | 25.3259 | 25.4563 | 25.5867 | 25.7171 | 25.8474 | 25.9778 | 26.1082 | 26.2386 | 26.369 | 26.4993 | 26.6297 | 26.7601 | 26.8905 | 27.0208 | 27.1512 | 27.2816 | 27.412
Other generation | MW | SEPD | Leading the Way | Elgin | 0 | 0.06 | 0.06 | 8.06 | 8.06 | 8.06 | 8.06 | 8.06 | 8.06 | 8.06 | 8.06 | 8.06 | 8.06 | 8.06 | 8.06 | 8.06 | 8.06 | 8.06 | 8.06 | 8.06 | 8.06 | 8.06 | 8.06 | 8.06 | 8.06 | 8.06 | 8.06 | 8.06 | 8.06 | 8.06 | 8.06 | 8.06
Srg_BB001 | MW | SEPD | Leading the Way | Elgin | 0 | 0.30668 | 0.48039 | 0.59145 | 0.70902 | 0.83304 | 1.4072 | 3.4143 | 4.078 | 4.7791 | 5.4995 | 6.4983 | 6.6318 | 6.8043 | 6.9847 | 7.1814 | 7.5844 | 8.1354 | 8.7132 | 9.2894 | 9.8712 | 10.4723 | 10.7907 | 11.1119 | 11.4251 | 11.7402 | 12.0522 | 12.1385 | 12.2212 | 12.3001 | 12.3782 | 12.4523
Srg_BB002 | MW | SEPD | Leading the Way | Elgin | 0 | 0 | 0.06266 | 0.12733 | 0.19485 | 0.26673 | 0.34428 | 0.82048 | 1.0071 | 1.2104 | 1.4472 | 1.7048 | 2.0734 | 2.4702 | 2.894 | 3.3443 | 3.8254 | 4.2214 | 4.6148 | 5.0271 | 5.4551 | 5.9011 | 6.0901 | 6.2681 | 6.4319 | 6.5817 | 6.684 | 6.7844 | 6.8719 | 6.9468 | 7.0091 | 7.0703
Data centres (MW) | MW | SEPD | Leading the Way | Fasnakyle | 0 | 0 | 0 | 0 | 0 | 0 | 0 | 0 | 0 | 0 | 0 | 0 | 0 | 0 | 0 | 0 | 0 | 0 | 0 | 0 | 0 | 0 | 0 | 0 | 0 | 0 | 0 | 0 | 0 | 0 | 0 | 0
Dem_BB001a | Number of homes (cumulative) | SEPD | Leading the Way | Fasnakyle | 0 | 0 | 0 | 0 | 0 | 0 | 0 | 0 | 0 | 0 | 0 | 0 | 0 | 0 | 0 | 0 | 0 | 0.0092426 | 0.019342 | 0.028241 | 0.036305 | 0.050446 | 0.058288 | 0.064731 | 0.069919 | 0.07404 | 0.077417 | 0.080171 | 0.082404 | 0.084026 | 0.085103 | 0.085614
Dem_BB002b | Floorspace (m2) (cumulative) | SEPD | Leading the Way | Fasnakyle | 0 | 0 | 0 | 0 | 0 | 0 | 0 | 0 | 0 | 0 | 0 | 0 | 0 | 0 | 0 | 0 | 0 | 0 | 0 | 0 | 0 | 0 | 0 | 0 | 0 | 0 | 0 | 0 | 0 | 0 | 0 | 0
Domestic direct electric heating | Number | SEPD | Leading the Way | Fasnakyle | 78.7547 | 78.7545 | 78.7546 | 77.8875 | 76.604 | 74.9385 | 72.9357 | 71.4342 | 69.9923 | 68.6083 | 66.887 | 65.8046 | 65.8576 | 65.8702 | 65.5632 | 65.2588 | 64.9581 | 64.6601 | 64.365 | 64.073 | 63.7839 | 63.4977 | 63.2139 | 62.9334 | 62.6559 | 62.3807 | 62.1082 | 61.8389 | 61.572 | 61.3078 | 61.0462 | 60.7872
Gas: Hydrogen peaking | MW | SEPD | Leading the Way | Fasnakyle | 0 | 0 | 0 | 0 | 0 | 0 | 0 | 0 | 0 | 0 | 0 | 0 | 0 | 0 | 0 | 0 | 0 | 0 | 0 | 0 | 0 | 0 | 0 | 0 | 0 | 0 | 0 | 0 | 0 | 0 | 0 | 0
Gen_BB001 | MW | SEPD | Leading the Way | Fasnakyle | 0 | 0 | 0 | 0 | 0 | 0 | 0 | 0 | 0 | 0 | 0 | 0 | 0 | 0 | 0 | 0 | 0 | 0 | 0 | 0 | 0 | 0 | 0 | 0 | 0 | 0 | 0 | 0 | 0 | 0 | 0 | 0
Gen_BB004 | MW | SEPD | Leading the Way | Fasnakyle | 0 | 0 | 0 | 0 | 0 | 0 | 0 | 0 | 0 | 0 | 0 | 0 | 0 | 0 | 0 | 0 | 0 | 0 | 0 | 0 | 0 | 0 | 0 | 0 | 0 | 0 | 0 | 0 | 0 | 0 | 0 | 0
Gen_BB005 | MW | SEPD | Leading the Way | Fasnakyle | 0 | 0 | 0 | 0 | 0 | 0 | 0 | 0 | 0 | 0 | 0 | 0 | 0 | 0 | 0 | 0 | 0 | 0 | 0 | 0 | 0 | 0 | 0 | 0 | 0 | 0 | 0 | 0 | 0 | 0 | 0 | 0
Gen_BB006 | MW | SEPD | Leading the Way | Fasnakyle | 0 | 0 | 0 | 0 | 0 | 0 | 0 | 0 | 0 | 0 | 0 | 0 | 0 | 0 | 0 | 0 | 0 | 0 | 0 | 0 | 0 | 0 | 0 | 0 | 0 | 0 | 0 | 0 | 0 | 0 | 0 | 0
Gen_BB008 | MW | SEPD | Leading the Way | Fasnakyle | 0 | 0 | 0 | 0 | 0 | 0 | 0 | 0 | 0 | 0 | 0 | 0 | 0 | 0 | 0 | 0 | 0 | 0 | 0 | 0 | 0 | 0 | 0 | 0 | 0 | 0 | 0 | 0 | 0 | 0 | 0 | 0
Gen_BB010 | MW | SEPD | Leading the Way | Fasnakyle | 0 | 0 | 0 | 0 | 0 | 0 | 0 | 0 | 0 | 0 | 0 | 0 | 0 | 0 | 0 | 0 | 0 | 0 | 0 | 0 | 0 | 0 | 0 | 0 | 0 | 0 | 0 | 0 | 0 | 0 | 0 | 0
Gen_BB011 | MW | SEPD | Leading the Way | Fasnakyle | 0 | 0 | 0 | 0 | 0 | 0 | 0 | 0 | 0 | 0 | 0 | 0 | 0 | 0 | 0 | 0 | 0 | 0 | 0 | 0 | 0 | 0 | 0 | 0 | 0 | 0 | 0 | 0 | 0 | 0 | 0 | 0
Gen_BB012 | MW | SEPD | Leading the Way | Fasnakyle | 0 | 9.0742e-05 | 0.00022425 | 0.00038509 | 0.00058191 | 0.00078749 | 0.0010163 | 0.0014156 | 0.0017487 | 0.0020986 | 0.0023952 | 0.0026498 | 0.0028756 | 0.00308 | 0.0032681 | 0.003443 | 0.0039627 | 0.0044316 | 0.004912 | 0.0053962 | 0.0058885 | 0.0063896 | 0.0068723 | 0.007328 | 0.0077567 | 0.0080664 | 0.0083771 | 0.0086577 | 0.0089082 | 0.0091287 | 0.0093498 | 0.0095718
Gen_BB013 | MW | SEPD | Leading the Way | Fasnakyle | 0.042333 | 0.042371 | 0.042419 | 0.042483 | 0.042563 | 0.042664 | 0.042783 | 0.042971 | 0.043128 | 0.043308 | 0.043477 | 0.04364 | 0.04384 | 0.044073 | 0.044334 | 0.044614 | 0.049343 | 0.053495 | 0.057662 | 0.06179 | 0.065927 | 0.070077 | 0.074018 | 0.077678 | 0.081073 | 0.08346 | 0.08583 | 0.087937 | 0.089784 | 0.091376 | 0.092958 | 0.094532
Gen_BB014 | MW | SEPD | Leading the Way | Fasnakyle | 0 | 0 | 0 | 0 | 0 | 0 | 0 | 0 | 0 | 0 | 0 | 0 | 0 | 0 | 0 | 0 | 0 | 0 | 0 | 0 | 0 | 0 | 0 | 0 | 0 | 0 | 0 | 0 | 0 | 0 | 0 | 0
Gen_BB015 | MW | SEPD | Leading the Way | Fasnakyle | 0 | 0 | 0 | 0 | 0 | 0 | 0 | 0 | 0 | 0.31004 | 0.64815 | 0.99118 | 1.4872 | 1.8265 | 2.1957 | 2.5746 | 2.9625 | 3.3743 | 3.8117 | 4.2761 | 4.739 | 5.2124 | 5.6783 | 6.1143 | 6.5321 | 6.9271 | 7.3153 | 7.6996 | 8.0779 | 8.4711 | 8.8559 | 9.2549
Gen_BB016 | MW | SEPD | Leading the Way | Fasnakyle | 0.8501 | 0.8501 | 0.85051 | 0.85118 | 0.85228 | 0.85755 | 0.86082 | 0.86682 | 0.87781 | 0.89587 | 0.92756 | 0.96022 | 0.99997 | 1.0356 | 1.0712 | 1.8214 | 1.9585 | 1.9955 | 2.0253 | 2.0546 | 2.0833 | 2.1116 | 2.1393 | 2.1665 | 2.1931 | 2.2193 | 2.2448 | 2.2706 | 2.2967 | 2.323 | 2.3496 | 2.3764
Gen_BB017 | MW | SEPD | Leading the Way | Fasnakyle | 0 | 0 | 0 | 0 | 0 | 0 | 0 | 0 | 0 | 0 | 0 | 0 | 0 | 0 | 0 | 0 | 0 | 0 | 0 | 0 | 0 | 0 | 0 | 0 | 0 | 0 | 0 | 0 | 0 | 0 | 0 | 0
Gen_BB018 | MW | SEPD | Leading the Way | Fasnakyle | 35.2 | 35.25 | 35.25 | 35.25 | 35.25 | 35.25 | 35.25 | 35.25 | 35.25 | 35.25 | 35.25 | 35.25 | 35.25 | 35.25 | 35.25 | 35.25 | 35.25 | 35.25 | 35.25 | 35.25 | 35.25 | 35.25 | 35.25 | 35.25 | 35.25 | 35.25 | 35.25 | 35.25 | 35.25 | 35.25 | 35.25 | 35.25
Hydrogen electrolysis | MW | SEPD | Leading the Way | Fasnakyle | 0 | 0 | 0 | 0 | 0 | 0 | 0 | 0 | 0 | 0 | 0 | 0 | 0 | 0 | 0 | 0 | 0 | 0 | 0 | 0 | 0 | 0 | 0 | 0 | 0 | 0 | 0 | 0 | 0 | 0 | 0 | 0
Lct_BB001 | Number | SEPD | Leading the Way | Fasnakyle | 1.6636 | 2.7861 | 4.9865 | 10.0041 | 17.1106 | 27.1772 | 39.8131 | 54.3494 | 71.8212 | 93.5785 | 127.3513 | 163.9544 | 201.1859 | 239.2923 | 277.6106 | 315.8661 | 347.9066 | 372.6237 | 390.1316 | 401.0326 | 406.9908 | 402.4913 | 396.7359 | 389.4846 | 381.011 | 369.9939 | 357.2197 | 342.762 | 326.6675 | 308.788 | 288.92 | 267.1915
Lct_BB003 | Number | SEPD | Leading the Way | Fasnakyle | 0 | 0 | 0 | 0 | 0 | 0 | 0 | 0 | 0 | 0 | 0 | 0 | 0 | 0 | 0 | 0 | 0 | 0 | 0 | 0 | 0 | 0 | 0 | 0 | 0 | 0 | 0 | 0 | 0 | 0 | 0 | 0
Lct_BB005 | Number | SEPD | Leading the Way | Fasnakyle | 11.9172 | 13.5304 | 13.7789 | 17.3772 | 27.4725 | 36.3471 | 46.5933 | 55.579 | 69.2836 | 83.349 | 98.9085 | 123.6387 | 134.5975 | 145.2598 | 155.6062 | 165.6743 | 175.429 | 180.2629 | 184.9473 | 190.5411 | 193.0576 | 195.502 | 196.3568 | 197.2158 | 199.4599 | 201.7829 | 204.1796 | 204.1796 | 204.1796 | 204.1796 | 204.1796 | 204.1796
Lct_BB006 | Number | SEPD | Leading the Way | Fasnakyle | 0 | 0 | 0 | 0 | 0 | 0 | 0 | 0 | 0 | 0 | 0 | 0 | 0 | 0 | 0 | 0 | 0 | 0 | 0 | 0 | 0 | 0 | 0 | 0 | 0 | 0 | 0 | 0 | 0 | 0 | 0 | 0
Lct_BB007 | Number | SEPD | Leading the Way | Fasnakyle | 0 | 0 | 0 | 0 | 0 | 0 | 0 | 0 | 0 | 0 | 0 | 0 | 0 | 0 | 0 | 0 | 0 | 0 | 0 | 0 | 0 | 0 | 0 | 0 | 0 | 0 | 0 | 0 | 0 | 0 | 0 | 0
Lct_BB008 | Number | SEPD | Leading the Way | Fasnakyle | 0 | 0 | 0 | 0 | 0 | 0 | 0 | 0 | 0 | 0 | 0 | 0 | 0 | 0 | 0 | 0 | 0 | 0 | 0 | 0 | 0 | 0 | 0 | 0 | 0 | 0 | 0 | 0 | 0 | 0 | 0 | 0
Lct_BB010b | MW | SEPD | Leading the Way | Fasnakyle | 0.021 | 0.0224 | 0.0308 | 0.0476 | 0.0784 | 0.1176 | 0.1666 | 0.2422 | 0.322 | 0.4046 | 0.5572 | 0.728 | 0.9394 | 1.0682 | 1.659 | 1.6982 | 1.6982 | 1.6982 | 1.6982 | 1.6982 | 1.6982 | 1.6982 | 1.6982 | 1.6982 | 1.6982 | 1.6982 | 1.6982 | 1.6982 | 1.6982 | 1.6982 | 1.6982 | 1.6982
Lct_BB011b | MW | SEPD | Leading the Way | Fasnakyle | 0 | 0 | 0.00116 | 0.0026 | 0.00433 | 0.00622 | 0.00865 | 0.01112 | 0.0141 | 0.01767 | 0.02176 | 0.0263 | 0.03258 | 0.03938 | 0.04607 | 0.05229 | 0.05745 | 0.06141 | 0.06406 | 0.06553 | 0.0661 | 0.0661 | 0.0661 | 0.0661 | 0.0661 | 0.0661 | 0.0661 | 0.0661 | 0.0661 | 0.0661 | 0.0661 | 0.0661
Lct_BB012b | MW | SEPD | Leading the Way | Fasnakyle | 0 | 0.0001 | 0.00022 | 0.0004 | 0.00054 | 0.0006 | 0.00062 | 0.00099 | 0.00142 | 0.00195 | 0.00255 | 0.00321 | 0.00412 | 0.00507 | 0.00597 | 0.00677 | 0.00742 | 0.00789 | 0.00818 | 0.00831 | 0.00832 | 0.00832 | 0.00832 | 0.00832 | 0.00832 | 0.00832 | 0.00832 | 0.00832 | 0.00832 | 0.00832 | 0.00832 | 0.00832
Lct_BB013b | MW | SEPD | Leading the Way | Fasnakyle | 0 | 0 | 0 | 0 | 0 | 0 | 0 | 0 | 0 | 0 | 0 | 0 | 0 | 0 | 0 | 0 | 0 | 0 | 0 | 0 | 0 | 0 | 0 | 0 | 0 | 0 | 0 | 0 | 0 | 0 | 0 | 0
Lct_BB014 | Number | SEPD | Leading the Way | Fasnakyle | 0.15847 | 0.15969 | 0.15975 | 0.16113 | 0.16256 | 0.16293 | 0.16434 | 0.16472 | 0.1656 | 0.16649 | 0.16737 | 0.16826 | 0.16914 | 0.17002 | 0.17091 | 0.17179 | 0.17268 | 0.17356 | 0.17445 | 0.17533 | 0.17621 | 0.1771 | 0.17798 | 0.17887 | 0.17975 | 0.18064 | 0.18152 | 0.18241 | 0.18329 | 0.18417 | 0.18506 | 0.18594
Other generation | MW | SEPD | Leading the Way | Fasnakyle | 0 | 0 | 0 | 0 | 0 | 0 | 0 | 0 | 0 | 0 | 0 | 0 | 0 | 0 | 0 | 0 | 0 | 0 | 0 | 0 | 0 | 0 | 0 | 0 | 0 | 0 | 0 | 0 | 0 | 0 | 0 | 0
Srg_BB001 | MW | SEPD | Leading the Way | Fasnakyle | 0 | 0 | 0 | 0 | 0 | 0 | 0 | 0 | 0 | 0.0010543 | 0.0032054 | 0.0085775 | 0.0096208 | 0.011464 | 0.013519 | 0.016191 | 0.023471 | 0.034507 | 0.047512 | 0.061896 | 0.077883 | 0.096009 | 0.10215 | 0.10882 | 0.11556 | 0.12272 | 0.13008 | 0.13426 | 0.13843 | 0.14258 | 0.14684 | 0.15104
Srg_BB002 | MW | SEPD | Leading the Way | Fasnakyle | 0 | 0 | 0.0008302 | 0.0016752 | 0.002542 | 0.0034468 | 0.0044012 | 0.010012 | 0.012124 | 0.01432 | 0.016767 | 0.019323 | 0.022842 | 0.026499 | 0.030277 | 0.034167 | 0.038557 | 0.042323 | 0.046207 | 0.050413 | 0.054913 | 0.059732 | 0.061822 | 0.063831 | 0.065711 | 0.067451 | 0.068651 | 0.069839 | 0.070883 | 0.071781 | 0.072533 | 0.073276
Data centres (MW) | MW | SEPD | Leading the Way | Fiddes | 0 | 0 | 0 | 0 | 0 | 0 | 0 | 0 | 0 | 0 | 0 | 0 | 0 | 0 | 0 | 0 | 0 | 0 | 0 | 0 | 0 | 0 | 0 | 0 | 0 | 0 | 0 | 0 | 0 | 0 | 0 | 0
Dem_BB001a | Number of homes (cumulative) | SEPD | Leading the Way | Fiddes | 0 | 94.8026 | 215.6985 | 338.4496 | 434.211 | 527.9556 | 606.7337 | 666.4729 | 724.1566 | 782.9311 | 841.5956 | 890.5125 | 931.1632 | 964.1632 | 992.1632 | 1022.1632 | 1045.1632 | 1062.2919 | 1080.5252 | 1095.6119 | 1107.5968 | 1117.4628 | 1124.9431 | 1130.3376 | 1134.6553 | 1137.9077 | 1141.1145 | 1142.2832 | 1143.4199 | 1144.5192 | 1145.5852 | 1145.6165
Dem_BB002b | Floorspace (m2) (cumulative) | SEPD | Leading the Way | Fiddes | 0 | 1.629 | 4.9496 | 8.7158 | 12.007 | 15.5329 | 4819.2933 | 5227.937 | 5637.2057 | 6047.0993 | 6457.618 | 6868.7616 | 7278.7312 | 7687.0254 | 8091.235 | 8095.21 | 8098.56 | 8101.285 | 8103.385 | 8104.86 | 8105.71 | 8106.06 | 8106.06 | 8106.06 | 8106.06 | 8106.06 | 8106.06 | 8106.06 | 8106.06 | 8106.06 | 8106.06 | 8106.06
Domestic direct electric heating | Number | SEPD | Leading the Way | Fiddes | 1063.1881 | 1073.4509 | 1086.5178 | 1098.3195 | 1090.8465 | 1068.7872 | 1030.5486 | 978.3631 | 927.6385 | 879.1015 | 832.6855 | 797.4622 | 765.822 | 753.7665 | 749.1716 | 745.1911 | 740.9138 | 736.3204 | 731.457 | 726.5483 | 721.3956 | 716.3216 | 711.8989 | 708.0662 | 704.3554 | 700.5832 | 697.666 | 694.5824 | 691.4052 | 688.2458 | 685.0825 | 681.8571
Gas: Hydrogen peaking | MW | SEPD | Leading the Way | Fiddes | 0 | 0 | 0 | 0 | 0 | 0 | 0 | 0 | 0 | 0 | 0 | 0 | 0 | 0 | 0 | 0 | 0 | 0 | 0 | 0 | 0 | 0 | 0 | 0 | 0 | 0 | 0 | 0.05 | 0.1 | 0.1 | 0.1 | 0.1
Gen_BB001 | MW | SEPD | Leading the Way | Fiddes | 0.1 | 0.1 | 0.1 | 0.1 | 0.1 | 0.1 | 0.1 | 0.1 | 0.1 | 0.1 | 0.1 | 0.1 | 0.1 | 0.1 | 0.1 | 0.1 | 0.1 | 0.05 | 0 | 0 | 0 | 0 | 0 | 0 | 0 | 0 | 0 | 0 | 0 | 0 | 0 | 0
Gen_BB004 | MW | SEPD | Leading the Way | Fiddes | 0.14 | 0.14 | 0.14 | 0.24826 | 0.45583 | 0.56814 | 0.68599 | 0.8034 | 0.92141 | 1.1182 | 1.316 | 1.526 | 1.7346 | 1.9509 | 2.1664 | 2.3819 | 2.5864 | 2.7934 | 3.0064 | 3.2251 | 3.4411 | 3.6414 | 3.7556 | 3.872 | 3.99 | 4.1108 | 4.2291 | 4.3515 | 4.5578 | 4.7654 | 4.9802 | 5.2008
Gen_BB005 | MW | SEPD | Leading the Way | Fiddes | 0 | 0 | 0 | 0 | 0 | 0 | 0 | 0 | 0 | 0 | 0 | 0 | 0 | 0 | 0 | 0 | 0 | 0 | 0 | 0 | 0 | 0 | 0 | 0 | 0 | 0 | 0 | 0 | 0 | 0 | 0 | 0
Gen_BB006 | MW | SEPD | Leading the Way | Fiddes | 0 | 0 | 0 | 0 | 0 | 0 | 0 | 0 | 0 | 0 | 0 | 0 | 0 | 0 | 0 | 0 | 0 | 0 | 0 | 0 | 0 | 0 | 0 | 0 | 0 | 0 | 0 | 0 | 0 | 0 | 0 | 0
Gen_BB008 | MW | SEPD | Leading the Way | Fiddes | 0 | 0 | 0 | 0 | 0 | 0 | 0 | 0 | 0 | 0 | 0 | 0 | 0 | 0 | 0 | 0 | 0 | 0 | 0 | 0 | 0 | 0 | 0 | 0 | 0 | 0 | 0 | 0 | 0 | 0 | 0 | 0
Gen_BB010 | MW | SEPD | Leading the Way | Fiddes | 0.05 | 0.05 | 0.05 | 0.05 | 0.05 | 0.05 | 0.05 | 0.05 | 0.05 | 0.05 | 0.05 | 0.05 | 0.05 | 0.05 | 0.05 | 0.05 | 0.05 | 0.05 | 0.05 | 0.05 | 0.05 | 0.05 | 0.05 | 0.05 | 0.05 | 0.05 | 0.05 | 0.05 | 0.05 | 0.05 | 0.05 | 0.05
Gen_BB011 | MW | SEPD | Leading the Way | Fiddes | 0 | 0 | 0 | 0 | 0 | 0 | 0 | 0 | 0 | 0 | 0 | 0 | 0 | 0 | 0 | 0 | 0 | 0 | 0 | 0 | 0 | 0 | 0 | 0 | 0 | 0 | 0 | 0 | 0 | 0 | 0 | 0
Gen_BB012 | MW | SEPD | Leading the Way | Fiddes | 0.6825 | 0.68584 | 0.69097 | 0.69749 | 0.70602 | 0.71565 | 0.72732 | 0.75055 | 0.77327 | 0.80119 | 0.82889 | 0.85629 | 0.88346 | 0.91055 | 0.93764 | 0.96484 | 0.98886 | 1.01 | 1.0311 | 1.0519 | 1.0727 | 1.0934 | 1.1131 | 1.1316 | 1.1489 | 1.1616 | 1.1743 | 1.1858 | 1.1962 | 1.2055 | 1.2148 | 1.2242
Gen_BB013 | MW | SEPD | Leading the Way | Fiddes | 1.5334 | 1.5708 | 1.6345 | 1.72 | 1.8216 | 1.939 | 2.0717 | 2.2861 | 2.4977 | 2.7514 | 3.0062 | 3.2535 | 3.4939 | 3.7358 | 3.9792 | 4.2279 | 4.4347 | 4.6206 | 4.8051 | 4.9889 | 5.171 | 5.3534 | 5.5357 | 5.7082 | 5.8724 | 6.0039 | 6.1383 | 6.2629 | 6.3799 | 6.4891 | 6.5986 | 6.7072
Gen_BB014 | MW | SEPD | Leading the Way | Fiddes | 0 | 0 | 0 | 0 | 0 | 0 | 0 | 0 | 0 | 0 | 0 | 0 | 0 | 0 | 0 | 0 | 0 | 0 | 0 | 0 | 0 | 0 | 0 | 0 | 0 | 0 | 0 | 0 | 0 | 0 | 0 | 0
Gen_BB015 | MW | SEPD | Leading the Way | Fiddes | 160.09 | 160.09 | 160.09 | 197.09 | 197.09 | 197.09 | 197.09 | 197.09 | 197.09 | 197.8514 | 199.8817 | 206.1242 | 212.3324 | 221.0256 | 254.9323 | 273.2227 | 274.1753 | 275.1868 | 283.8608 | 285.0013 | 286.1383 | 287.3008 | 288.4449 | 289.5158 | 290.5416 | 291.5118 | 292.4651 | 293.4088 | 294.338 | 295.3035 | 296.2486 | 297.2284
Gen_BB016 | MW | SEPD | Leading the Way | Fiddes | 12.773 | 12.823 | 12.824 | 12.8257 | 12.8284 | 12.8413 | 12.8494 | 12.8641 | 12.8911 | 12.9354 | 13.0133 | 13.1435 | 14.0411 | 14.2286 | 15.1161 | 19.8894 | 22.9304 | 25.8714 | 26.3945 | 26.4664 | 26.537 | 26.6063 | 26.6744 | 26.7412 | 26.8067 | 26.8708 | 26.9335 | 26.9969 | 27.0609 | 27.1255 | 27.1908 | 27.2567
Gen_BB017 | MW | SEPD | Leading the Way | Fiddes | 0 | 0 | 0 | 0 | 0 | 0 | 0 | 0 | 0 | 0 | 0 | 0 | 0 | 0 | 0 | 0 | 0 | 0 | 0 | 0 | 0 | 0 | 0 | 0 | 0 | 0 | 0 | 0 | 0 | 0 | 0 | 0
Gen_BB018 | MW | SEPD | Leading the Way | Fiddes | 0.011 | 0.011 | 0.011 | 0.011 | 0.011 | 0.011 | 0.011 | 0.011 | 0.011 | 0.011 | 0.011 | 0.011 | 0.011 | 0.011 | 0.011 | 0.011 | 0.011 | 0.011 | 0.011 | 0.011 | 0.011 | 0.011 | 0.011 | 0.011 | 0.011 | 0.011 | 0.011 | 0.011 | 0.011 | 0.011 | 0.011 | 0.011
Hydrogen electrolysis | MW | SEPD | Leading the Way | Fiddes | 0 | 0 | 0 | 0 | 0 | 0 | 0 | 0 | 0 | 0 | 0 | 0 | 0 | 0 | 0 | 0 | 0 | 0 | 0 | 0 | 0 | 0 | 0 | 0 | 0 | 0 | 0 | 0 | 0 | 0 | 0 | 0
Lct_BB001 | Number | SEPD | Leading the Way | Fiddes | 69.7585 | 115.6715 | 212.6942 | 432.0713 | 743.2906 | 1212.6704 | 1787.4068 | 2440.6251 | 3215.3585 | 4166.0536 | 5139.1851 | 6328.5696 | 7579.4913 | 8916.3135 | 10295.1353 | 11695.0766 | 13058.2122 | 14197.4847 | 15106.1828 | 15791.7803 | 16299.1152 | 16423.7966 | 16481.4815 | 16460.7456 | 16372.2995 | 16150.4131 | 15777.6708 | 15336.6863 | 14825.7074 | 14238.4993 | 13568.7829 | 12811.3362
Lct_BB003 | Number | SEPD | Leading the Way | Fiddes | 3.3956 | 3.8381 | 10.816 | 21.4728 | 33.6212 | 50.3885 | 87.3383 | 158.3664 | 253.3992 | 325.6072 | 407.4192 | 507.6397 | 591.8176 | 688.9264 | 795.8128 | 904.3519 | 1007.618 | 1097.3921 | 1170.013 | 1223.541 | 1261.7353 | 1290.0488 | 1308.8794 | 1324.5766 | 1338.4504 | 1352.4469 | 1367.372 | 1361.2563 | 1358.4214 | 1358.6136 | 1361.5225 | 1366.7626
Lct_BB005 | Number | SEPD | Leading the Way | Fiddes | 88.6415 | 117.312 | 129.0578 | 226.3023 | 415.2408 | 651.8218 | 899.293 | 1173.1225 | 1530.0253 | 1898.099 | 2308.234 | 2851.0198 | 3157.7151 | 3466.3562 | 3776.4977 | 4090.2464 | 4403.0218 | 4623.2124 | 4868.5134 | 5193.7775 | 5484.63 | 5860.1648 | 6067.4964 | 6275.0873 | 6480.8773 | 6687.9989 | 6899.4227 | 6926.4227 | 6953.4227 | 6980.4227 | 7007.4227 | 7033.8227
Lct_BB006 | Number | SEPD | Leading the Way | Fiddes | 0 | 0 | 14.4376 | 28.6885 | 42.753 | 56.6304 | 70.32 | 99.5291 | 128.2664 | 156.5326 | 184.3286 | 222.6525 | 310.2648 | 396.904 | 482.5686 | 567.2584 | 650.9744 | 751.0752 | 850.0084 | 947.7771 | 1044.3791 | 1139.8161 | 1192.8574 | 1245.5402 | 1297.864 | 1349.8298 | 1401.4395 | 1401.4395 | 1401.4395 | 1401.4395 | 1401.4395 | 1401.4395
Lct_BB007 | Number | SEPD | Leading the Way | Fiddes | 17.8523 | 23.2302 | 22.7596 | 37.8851 | 70.5401 | 94.9504 | 120.0593 | 145.0403 | 178.7509 | 212.8034 | 250.223 | 294.0982 | 315.924 | 337.4691 | 358.7337 | 379.718 | 400.4221 | 412.8615 | 426.1648 | 443.5242 | 456.7293 | 472.9929 | 479.7325 | 488.3831 | 497.0732 | 505.8031 | 514.5725 | 514.792 | 515.1706 | 515.6022 | 516.0869 | 516.6245
Lct_BB008 | Number | SEPD | Leading the Way | Fiddes | 0 | 0 | 0.77758 | 1.5451 | 2.3026 | 3.05 | 3.7874 | 5.3605 | 6.9083 | 8.4308 | 9.9278 | 11.3995 | 14.7639 | 18.0909 | 21.3805 | 24.6326 | 27.8474 | 31.6913 | 35.4904 | 39.2447 | 42.9543 | 46.6191 | 48.6559 | 50.6789 | 52.6882 | 54.6838 | 56.6656 | 56.6656 | 56.6656 | 56.6656 | 56.6656 | 56.6656
Lct_BB010b | MW | SEPD | Leading the Way | Fiddes | 0.553 | 0.83554 | 1.2311 | 2.1116 | 3.345 | 4.945 | 7.0182 | 9.3895 | 12.6595 | 16.8053 | 21.8298 | 26.5681 | 32.4253 | 37.5814 | 41.7109 | 44.9159 | 46.9476 | 48.0891 | 49.0676 | 49.3877 | 49.6224 | 49.6499 | 49.6701 | 49.6832 | 49.6908 | 49.6908 | 49.6908 | 49.6908 | 49.6908 | 49.6908 | 49.6908 | 49.6908
Lct_BB011b | MW | SEPD | Leading the Way | Fiddes | 0.014 | 0.0362 | 0.06771 | 0.1401 | 0.22298 | 0.31889 | 0.47038 | 0.68056 | 0.93898 | 1.1507 | 1.384 | 1.6501 | 1.9292 | 2.2302 | 2.5338 | 2.816 | 3.0564 | 3.241 | 3.3677 | 3.439 | 3.4699 | 3.4772 | 3.4787 | 3.4815 | 3.4856 | 3.4916 | 3.4998 | 3.4998 | 3.4998 | 3.4998 | 3.5 | 3.518
Lct_BB012b | MW | SEPD | Leading the Way | Fiddes | 0.402 | 0.4158 | 0.42819 | 0.45206 | 0.47529 | 0.49367 | 0.51241 | 0.55796 | 0.61199 | 0.6771 | 0.75185 | 0.83517 | 0.95237 | 1.0776 | 1.2017 | 1.3176 | 1.417 | 1.4958 | 1.5533 | 1.591 | 1.6137 | 1.6207 | 1.6261 | 1.6299 | 1.6324 | 1.6335 | 1.6335 | 1.6335 | 1.6335 | 1.6335 | 1.6335 | 1.6335
Lct_BB013b | MW | SEPD | Leading the Way | Fiddes | 0 | 0.0067 | 0.01344 | 0.02744 | 0.04023 | 0.0538 | 0.08122 | 0.1205 | 0.16362 | 0.18537 | 0.20718 | 0.23149 | 0.26037 | 0.2897 | 0.31774 | 0.34193 | 0.36091 | 0.37363 | 0.38046 | 0.38176 | 0.38176 | 0.38176 | 0.38176 | 0.38176 | 0.38176 | 0.38176 | 0.38176 | 0.38176 | 0.38176 | 0.38176 | 0.38176 | 0.38176
Lct_BB014 | Number | SEPD | Leading the Way | Fiddes | 17.9766 | 18.1145 | 18.1217 | 18.2775 | 18.4402 | 18.4818 | 18.6417 | 18.6848 | 18.7851 | 18.8855 | 18.9858 | 19.0861 | 19.1864 | 19.2867 | 19.3871 | 19.4874 | 19.5877 | 19.688 | 19.7883 | 19.8887 | 19.989 | 20.0893 | 20.1896 | 20.29 | 20.3903 | 20.4906 | 20.5909 | 20.6912 | 20.7916 | 20.8919 | 20.9922 | 21.0925
Other generation | MW | SEPD | Leading the Way | Fiddes | 0.045 | 0.045 | 0.045 | 0.045 | 0.045 | 0.045 | 0.045 | 0.045 | 0.045 | 0.045 | 0.045 | 0.045 | 0.045 | 0.045 | 0.045 | 0.045 | 0.045 | 0.045 | 0.045 | 0.045 | 0.045 | 0.045 | 0.045 | 0.045 | 0.045 | 0.045 | 0.045 | 0.045 | 0.045 | 0.045 | 0.045 | 0.045
Srg_BB001 | MW | SEPD | Leading the Way | Fiddes | 0 | 0.068966 | 0.22063 | 0.38564 | 0.56441 | 0.75681 | 1.1417 | 2.8395 | 3.5593 | 4.3039 | 5.0458 | 6.2517 | 6.4132 | 6.6501 | 6.9026 | 7.2011 | 7.8965 | 8.8292 | 9.8329 | 10.8281 | 11.8309 | 12.8687 | 13.2222 | 13.5802 | 13.9216 | 14.2654 | 14.6019 | 14.7656 | 14.922 | 15.0708 | 15.2177 | 15.3569
Srg_BB002 | MW | SEPD | Leading the Way | Fiddes | 0 | 0 | 0.031344 | 0.06423 | 0.099264 | 0.13736 | 0.17945 | 0.44918 | 0.55879 | 0.68298 | 0.83256 | 1.0002 | 1.2461 | 1.5169 | 1.8119 | 2.1308 | 2.4702 | 2.7485 | 3.0241 | 3.3121 | 3.6103 | 3.9201 | 4.0511 | 4.1742 | 4.2873 | 4.3907 | 4.4611 | 4.5302 | 4.5904 | 4.6418 | 4.6846 | 4.7267
Data centres (MW) | MW | SEPD | Leading the Way | Fort Augustus | 0 | 0 | 0 | 0 | 0 | 0 | 0 | 0 | 0 | 0 | 0 | 0 | 0 | 0 | 0 | 0 | 0 | 0 | 0 | 0 | 0 | 0 | 0 | 0 | 0 | 0 | 0 | 0 | 0 | 0 | 0 | 0
Dem_BB001a | Number of homes (cumulative) | SEPD | Leading the Way | Fort Augustus | 0 | 9 | 34 | 54 | 72 | 83 | 88 | 91 | 94 | 97 | 100 | 103 | 105 | 106 | 106 | 106 | 106 | 106.2612 | 106.5466 | 106.7981 | 107.026 | 107.2592 | 107.3885 | 107.4947 | 107.5803 | 107.6482 | 107.7039 | 107.7493 | 107.7861 | 107.8129 | 107.8306 | 107.8391
Dem_BB002b | Floorspace (m2) (cumulative) | SEPD | Leading the Way | Fort Augustus | 0 | 0 | 0 | 3180 | 4195 | 4522.5 | 4850 | 5177.5 | 5505 | 5832.5 | 6160 | 6487.5 | 6550 | 6550 | 6550 | 6550 | 6550 | 6550 | 6550 | 6550 | 6550 | 6550 | 6550 | 6550 | 6550 | 6550 | 6550 | 6550 | 6550 | 6550 | 6550 | 6550
Domestic direct electric heating | Number | SEPD | Leading the Way | Fort Augustus | 529.133 | 530.1043 | 532.8049 | 530.4284 | 523.496 | 510.7782 | 492.6967 | 475.5839 | 459.3243 | 443.853 | 427.8188 | 416.7065 | 413.009 | 411.4042 | 408.6663 | 405.9515 | 403.4769 | 401.1215 | 398.7754 | 396.4403 | 394.116 | 391.9129 | 389.9188 | 388.0337 | 386.1604 | 384.2963 | 382.4355 | 380.5817 | 378.7224 | 376.8744 | 375.0352 | 373.2089
Gas: Hydrogen peaking | MW | SEPD | Leading the Way | Fort Augustus | 0 | 0 | 0 | 0 | 0 | 0 | 0 | 0 | 0 | 0 | 0 | 0 | 0 | 0 | 0 | 0 | 0 | 0 | 0 | 0 | 0 | 0 | 0 | 0 | 0 | 0 | 0 | 0 | 0 | 0 | 0 | 0
Gen_BB001 | MW | SEPD | Leading the Way | Fort Augustus | 0 | 0 | 0 | 0 | 0 | 0 | 0 | 0 | 0 | 0 | 0 | 0 | 0 | 0 | 0 | 0 | 0 | 0 | 0 | 0 | 0 | 0 | 0 | 0 | 0 | 0 | 0 | 0 | 0 | 0 | 0 | 0
Gen_BB004 | MW | SEPD | Leading the Way | Fort Augustus | 0 | 0 | 0 | 0 | 0 | 0 | 0 | 0 | 0 | 0 | 0 | 0 | 0 | 0 | 0 | 0 | 0 | 0 | 0 | 0 | 0 | 0 | 0 | 0 | 0 | 0 | 0 | 0 | 0 | 0 | 0 | 0
Gen_BB005 | MW | SEPD | Leading the Way | Fort Augustus | 0 | 0 | 0 | 0 | 0 | 0 | 0 | 0 | 0 | 0 | 0 | 0 | 0 | 0 | 0 | 0 | 0 | 0 | 0 | 0 | 0 | 0 | 0 | 0 | 0 | 0 | 0 | 0 | 0 | 0 | 0 | 0
Gen_BB006 | MW | SEPD | Leading the Way | Fort Augustus | 0 | 0 | 0 | 0 | 0 | 0 | 0 | 0 | 0 | 0 | 0 | 0 | 0 | 0 | 0 | 0 | 0 | 0 | 0 | 0 | 0 | 0 | 0 | 0 | 0 | 0 | 0 | 0 | 0 | 0 | 0 | 0
Gen_BB008 | MW | SEPD | Leading the Way | Fort Augustus | 0 | 0 | 0 | 0 | 0 | 0 | 0 | 0 | 0 | 0 | 0 | 0 | 0 | 0 | 0 | 0 | 0 | 0 | 0 | 0 | 0 | 0 | 0 | 0 | 0 | 0 | 0 | 0 | 0 | 0 | 0 | 0
Gen_BB010 | MW | SEPD | Leading the Way | Fort Augustus | 0 | 0 | 0 | 0 | 0 | 0 | 0 | 0 | 0 | 0 | 0 | 0 | 0 | 0 | 0 | 0 | 0 | 0 | 0 | 0 | 0 | 0 | 0 | 0 | 0 | 0 | 0 | 0 | 0 | 0 | 0 | 0
Gen_BB011 | MW | SEPD | Leading the Way | Fort Augustus | 0 | 0 | 0 | 0 | 0 | 0 | 0 | 0 | 0 | 0 | 0 | 0 | 0 | 0 | 0 | 0 | 0 | 0 | 0 | 0 | 0 | 0 | 0 | 0 | 0 | 0 | 0 | 0 | 0 | 0 | 0 | 0
Gen_BB012 | MW | SEPD | Leading the Way | Fort Augustus | 0.01092 | 0.011579 | 0.012564 | 0.013776 | 0.015302 | 0.01695 | 0.018857 | 0.022399 | 0.025609 | 0.029286 | 0.032709 | 0.03592 | 0.038985 | 0.041949 | 0.04484 | 0.04768 | 0.051323 | 0.054555 | 0.05781 | 0.061049 | 0.064297 | 0.067566 | 0.070689 | 0.073623 | 0.076369 | 0.078371 | 0.080376 | 0.082196 | 0.083833 | 0.085288 | 0.086746 | 0.08821
Gen_BB013 | MW | SEPD | Leading the Way | Fort Augustus | 0.30534 | 0.30853 | 0.31658 | 0.32627 | 0.33817 | 0.34922 | 0.35928 | 0.37543 | 0.3912 | 0.4101 | 0.42896 | 0.44776 | 0.46569 | 0.48371 | 0.50283 | 0.52211 | 0.55421 | 0.58427 | 0.61443 | 0.64447 | 0.67456 | 0.7058 | 0.73802 | 0.7698 | 0.80011 | 0.82491 | 0.84968 | 0.8731 | 0.89518 | 0.91594 | 0.93672 | 0.95754
Gen_BB014 | MW | SEPD | Leading the Way | Fort Augustus | 0 | 0 | 0 | 0 | 0 | 0 | 0 | 0 | 0 | 0 | 0 | 0 | 0 | 0 | 0 | 0 | 0 | 0 | 0 | 0 | 0 | 0 | 0 | 0 | 0 | 0 | 0 | 0 | 0 | 0 | 0 | 0
Gen_BB015 | MW | SEPD | Leading the Way | Fort Augustus | 11.5 | 11.5 | 11.5 | 11.5 | 11.5 | 11.5 | 11.5 | 11.5 | 11.5 | 12.373 | 13.3251 | 14.2911 | 15.688 | 16.6433 | 17.683 | 18.7498 | 25.3721 | 26.5318 | 27.7633 | 29.071 | 30.3747 | 31.7078 | 33.0196 | 34.2475 | 35.4237 | 36.5361 | 37.6293 | 38.7113 | 39.7768 | 40.8838 | 41.9675 | 43.091
Gen_BB016 | MW | SEPD | Leading the Way | Fort Augustus | 0.14108 | 0.14108 | 0.14224 | 0.14411 | 0.1472 | 0.16206 | 0.17126 | 0.18815 | 0.21912 | 0.26995 | 0.3592 | 0.45116 | 0.5631 | 0.66344 | 0.76372 | 0.90517 | 1.0094 | 1.1138 | 1.1977 | 1.2801 | 1.3611 | 1.4405 | 1.5186 | 1.5952 | 1.6703 | 1.7438 | 1.8157 | 1.8884 | 1.9617 | 2.0358 | 2.1107 | 2.1863
Gen_BB017 | MW | SEPD | Leading the Way | Fort Augustus | 0 | 0 | 0 | 0 | 0 | 0 | 0 | 0 | 0 | 0 | 0 | 0 | 0 | 0 | 0 | 0 | 0 | 0 | 0 | 0 | 0 | 0 | 0 | 0 | 0 | 0 | 0 | 0 | 0 | 0 | 0 | 0
Gen_BB018 | MW | SEPD | Leading the Way | Fort Augustus | 6.734 | 8.233 | 8.233 | 8.233 | 8.2461 | 8.3267 | 8.3548 | 8.4055 | 8.4507 | 8.5014 | 8.5465 | 8.5971 | 8.6423 | 8.693 | 8.7436 | 8.7888 | 8.8395 | 8.8812 | 8.9255 | 8.9613 | 9.0003 | 9.037 | 9.0662 | 9.0991 | 9.1304 | 9.1547 | 9.1832 | 9.2105 | 9.2368 | 9.2565 | 9.281 | 9.3046
Hydrogen electrolysis | MW | SEPD | Leading the Way | Fort Augustus | 0 | 0 | 0 | 0 | 0 | 0 | 0 | 0 | 0 | 0 | 0 | 0 | 0 | 0 | 0 | 0 | 0 | 0 | 0 | 0 | 0 | 0 | 0 | 0 | 0 | 0 | 0 | 0 | 0 | 0 | 0 | 0
Lct_BB001 | Number | SEPD | Leading the Way | Fort Augustus | 10.3131 | 17.1289 | 30.7024 | 61.9535 | 106.0718 | 171.1982 | 251.9449 | 343.8669 | 453.4388 | 588.4867 | 785.0127 | 1004.9055 | 1229.6007 | 1461.5917 | 1695.5271 | 1928.884 | 2128.3699 | 2283.6335 | 2395.242 | 2466.594 | 2507.7962 | 2484.6287 | 2453.6564 | 2413.2671 | 2365.297 | 2301.3478 | 2226.2452 | 2140.6623 | 2044.4253 | 1936.5426 | 1816.0955 | 1683.0564
Lct_BB003 | Number | SEPD | Leading the Way | Fort Augustus | 0 | 0 | 0 | 0 | 0 | 0 | 0 | 0 | 0 | 0 | 0 | 0 | 0 | 0 | 0 | 0 | 0 | 0 | 0 | 0 | 0 | 0 | 0 | 0 | 0 | 0 | 0 | 0 | 0 | 0 | 0 | 0
Lct_BB005 | Number | SEPD | Leading the Way | Fort Augustus | 82.6234 | 95.1479 | 98.1616 | 126.4524 | 203.7775 | 279.3486 | 360.1788 | 430.0509 | 534.826 | 642.1808 | 760.6915 | 919.3174 | 990.1643 | 1059.2653 | 1127.1438 | 1193.2493 | 1258.756 | 1293.2793 | 1325.5396 | 1362.9913 | 1381.6746 | 1400.4732 | 1411.0188 | 1422.189 | 1441.8175 | 1461.968 | 1482.5887 | 1488.5887 | 1494.5887 | 1500.5887 | 1506.5887 | 1512.5887
Lct_BB006 | Number | SEPD | Leading the Way | Fort Augustus | 0 | 0 | 0.0008 | 0.0015 | 0.0022 | 0.0029 | 0.0036 | 0.0051 | 0.0066 | 0.0081 | 0.0096 | 0.0148 | 0.0267 | 0.0385 | 0.0501 | 0.0616 | 0.073 | 0.0866 | 0.1 | 0.1133 | 0.1264 | 0.1394 | 0.1466 | 0.1538 | 0.1609 | 0.168 | 0.175 | 0.175 | 0.175 | 0.175 | 0.175 | 0.175
Lct_BB007 | Number | SEPD | Leading the Way | Fort Augustus | 0 | 0 | 0 | 0 | 0 | 0 | 0 | 0 | 0 | 0 | 0 | 0 | 0 | 0 | 0 | 0 | 0 | 0 | 0 | 0 | 0 | 0 | 0 | 0 | 0 | 0 | 0 | 0 | 0 | 0 | 0 | 0
Lct_BB008 | Number | SEPD | Leading the Way | Fort Augustus | 0 | 0 | 0 | 0 | 0 | 0 | 0 | 0 | 0 | 0 | 0 | 0 | 0 | 0 | 0 | 0 | 0 | 0 | 0 | 0 | 0 | 0 | 0 | 0 | 0 | 0 | 0 | 0 | 0 | 0 | 0 | 0
Lct_BB010b | MW | SEPD | Leading the Way | Fort Augustus | 0.07 | 0.09601 | 0.14815 | 0.28659 | 0.49482 | 0.73204 | 1.0509 | 1.4209 | 1.8963 | 2.5101 | 3.3651 | 4.4683 | 5.651 | 7.3749 | 8.4805 | 9.1992 | 9.6134 | 9.7461 | 9.8111 | 9.8492 | 9.8695 | 9.872 | 9.8739 | 9.8751 | 9.8758 | 9.8758 | 9.8758 | 9.8758 | 9.8758 | 9.8758 | 9.8758 | 9.8758
Lct_BB011b | MW | SEPD | Leading the Way | Fort Augustus | 0 | 0.0023 | 0.00883 | 0.02067 | 0.03427 | 0.05005 | 0.07435 | 0.10774 | 0.14877 | 0.18299 | 0.22082 | 0.26395 | 0.30996 | 0.35955 | 0.4093 | 0.45567 | 0.49519 | 0.52531 | 0.54609 | 0.55782 | 0.56296 | 0.56408 | 0.5643 | 0.56472 | 0.56536 | 0.56628 | 0.56754 | 0.56754 | 0.56754 | 0.56754 | 0.56756 | 0.57032
Lct_BB012b | MW | SEPD | Leading the Way | Fort Augustus | 0.158 | 0.1598 | 0.16224 | 0.1659 | 0.16918 | 0.1713 | 0.173 | 0.17981 | 0.18794 | 0.198 | 0.20956 | 0.22245 | 0.24066 | 0.26013 | 0.27939 | 0.29733 | 0.31275 | 0.32499 | 0.33395 | 0.33985 | 0.3434 | 0.34484 | 0.34595 | 0.34673 | 0.34723 | 0.34746 | 0.34746 | 0.34746 | 0.34746 | 0.34746 | 0.34746 | 0.34746
Lct_BB013b | MW | SEPD | Leading the Way | Fort Augustus | 0 | 0.0013 | 0.00266 | 0.00543 | 0.00796 | 0.01064 | 0.01606 | 0.02383 | 0.03236 | 0.03666 | 0.04097 | 0.04578 | 0.05149 | 0.05729 | 0.06283 | 0.06761 | 0.07136 | 0.07387 | 0.07522 | 0.07548 | 0.07548 | 0.07548 | 0.07548 | 0.07548 | 0.07548 | 0.07548 | 0.07548 | 0.07548 | 0.07548 | 0.07548 | 0.07548 | 0.07548
Lct_BB014 | Number | SEPD | Leading the Way | Fort Augustus | 1.8266 | 1.8406 | 1.8414 | 1.8572 | 1.8737 | 1.878 | 1.8942 | 1.8986 | 1.9088 | 1.919 | 1.9292 | 1.9394 | 1.9496 | 1.9597 | 1.9699 | 1.9801 | 1.9903 | 2.0005 | 2.0107 | 2.0209 | 2.0311 | 2.0413 | 2.0515 | 2.0617 | 2.0719 | 2.0821 | 2.0923 | 2.1025 | 2.1127 | 2.1228 | 2.133 | 2.1432
Other generation | MW | SEPD | Leading the Way | Fort Augustus | 0 | 0 | 0 | 0 | 0 | 0 | 0 | 0 | 0 | 0 | 0 | 0 | 0 | 0 | 0 | 0 | 0 | 0 | 0 | 0 | 0 | 0 | 0 | 0 | 0 | 0 | 0 | 0 | 0 | 0 | 0 | 0
Srg_BB001 | MW | SEPD | Leading the Way | Fort Augustus | 0 | 0 | 0.0093091 | 0.018455 | 0.028403 | 0.039146 | 0.056292 | 0.14079 | 0.1799 | 0.22346 | 0.26975 | 0.35174 | 0.36352 | 0.38172 | 0.39982 | 0.42129 | 0.48913 | 0.58425 | 0.68863 | 0.79671 | 0.91001 | 1.0318 | 1.0712 | 1.1124 | 1.1527 | 1.1945 | 1.2365 | 1.2598 | 1.2826 | 1.3048 | 1.3273 | 1.349
Srg_BB002 | MW | SEPD | Leading the Way | Fort Augustus | 0 | 0 | 0.0060844 | 0.012352 | 0.018879 | 0.025808 | 0.033261 | 0.078764 | 0.0965 | 0.11572 | 0.13798 | 0.16209 | 0.19644 | 0.23328 | 0.2725 | 0.31403 | 0.35878 | 0.39586 | 0.43294 | 0.47202 | 0.51281 | 0.55553 | 0.5737 | 0.59089 | 0.60676 | 0.62131 | 0.63125 | 0.64104 | 0.64958 | 0.6569 | 0.66299 | 0.66899
Data centres (MW) | MW | SEPD | Leading the Way | Fort William | 0 | 0 | 0 | 0 | 0 | 0 | 0 | 0 | 0 | 0 | 0 | 0 | 0 | 0 | 0 | 0 | 0 | 0 | 0 | 0 | 0 | 0 | 0 | 0 | 0 | 0 | 0 | 0 | 0 | 0 | 0 | 0
Dem_BB001a | Number of homes (cumulative) | SEPD | Leading the Way | Fort William | 0 | 70 | 164 | 226 | 288 | 355 | 404 | 449 | 477 | 506 | 536 | 569 | 600 | 626 | 648 | 661 | 671 | 678.9845 | 687.0603 | 694.0083 | 699.8673 | 704.7191 | 708.1915 | 710.5796 | 711.8921 | 712.1403 | 712.3437 | 712.5097 | 712.6442 | 712.7419 | 712.8068 | 712.8376
Dem_BB002b | Floorspace (m2) (cumulative) | SEPD | Leading the Way | Fort William | 0 | 0 | 0 | 0 | 0 | 0 | 0 | 0 | 0 | 0 | 0 | 0 | 0 | 0 | 0 | 0 | 0 | 0 | 0 | 0 | 0 | 0 | 0 | 0 | 0 | 0 | 0 | 0 | 0 | 0 | 0 | 0
Domestic direct electric heating | Number | SEPD | Leading the Way | Fort William | 4233.0638 | 4240.6186 | 4250.7735 | 4205.4735 | 4124.5316 | 4012.9091 | 3868.6552 | 3746.792 | 3625.7298 | 3510.0139 | 3395.4996 | 3315.277 | 3298.7015 | 3292.0599 | 3272.5286 | 3252.4983 | 3232.6933 | 3213.0372 | 3193.2016 | 3173.7085 | 3154.3518 | 3135.403 | 3117.296 | 3099.3679 | 3081.6103 | 3063.8997 | 3046.3961 | 3029.0411 | 3011.7466 | 2994.6071 | 2977.6084 | 2960.77
Gas: Hydrogen peaking | MW | SEPD | Leading the Way | Fort William | 0 | 0 | 0 | 0 | 0 | 0 | 0 | 0 | 0 | 0 | 0 | 0 | 0 | 0 | 0 | 0 | 0 | 0 | 0 | 0 | 0 | 0 | 0 | 0 | 0 | 0 | 0 | 0 | 0 | 0 | 0 | 0
Gen_BB001 | MW | SEPD | Leading the Way | Fort William | 0.1 | 0.1 | 0.1 | 0.1 | 0.1 | 0.1 | 0.1 | 0.1 | 0.1 | 0.1 | 0.1 | 0.1 | 0.1 | 0.1 | 0.1 | 0.1 | 0.1 | 0.1 | 0 | 0 | 0 | 0 | 0 | 0 | 0 | 0 | 0 | 0 | 0 | 0 | 0 | 0
Gen_BB004 | MW | SEPD | Leading the Way | Fort William | 0 | 0 | 0 | 0 | 0 | 0 | 0 | 0 | 0 | 0 | 0 | 0 | 0 | 0 | 0 | 0 | 0 | 0 | 0 | 0 | 0 | 0 | 0 | 0 | 0 | 0 | 0 | 0 | 0 | 0 | 0 | 0
Gen_BB005 | MW | SEPD | Leading the Way | Fort William | 0 | 0 | 0 | 0 | 0 | 0 | 0 | 0 | 0 | 0 | 0 | 0 | 0 | 0 | 0 | 0 | 0 | 0 | 0 | 0 | 0 | 0 | 0 | 0 | 0 | 0 | 0 | 0 | 0 | 0 | 0 | 0
Gen_BB006 | MW | SEPD | Leading the Way | Fort William | 0 | 0 | 0 | 0 | 0 | 0 | 0 | 0 | 0 | 0 | 0 | 0 | 0 | 0 | 0 | 0 | 0 | 0 | 0 | 0 | 0 | 0 | 0 | 0 | 0 | 0 | 0 | 0 | 0 | 0 | 0 | 0
Gen_BB008 | MW | SEPD | Leading the Way | Fort William | 0 | 0 | 0 | 0 | 0 | 0 | 0 | 0 | 0 | 0 | 0 | 0 | 0 | 0 | 0 | 0 | 0 | 0 | 0 | 0 | 0 | 0 | 0 | 0 | 0 | 0 | 0 | 0 | 0 | 0 | 0 | 0
Gen_BB010 | MW | SEPD | Leading the Way | Fort William | 0 | 0 | 0 | 0 | 0 | 0 | 0 | 0 | 0 | 0 | 0 | 0 | 0 | 0 | 0 | 0 | 0 | 0 | 0 | 0 | 0 | 0 | 0 | 0 | 0 | 0 | 0 | 0 | 0 | 0 | 0 | 0
Gen_BB011 | MW | SEPD | Leading the Way | Fort William | 0 | 0 | 0 | 0 | 0 | 0 | 0 | 0 | 0 | 0 | 0 | 0 | 0 | 0 | 0 | 0 | 0 | 0 | 0 | 0 | 0 | 0 | 0 | 0 | 0 | 0 | 0 | 0 | 0 | 0 | 0 | 0
Gen_BB012 | MW | SEPD | Leading the Way | Fort William | 0.0102 | 0.0972 | 0.1002 | 0.10391 | 0.1086 | 0.11369 | 0.11962 | 0.13076 | 0.14098 | 0.15281 | 0.16396 | 0.17452 | 0.18467 | 0.19455 | 0.20423 | 0.21379 | 0.22608 | 0.23701 | 0.24805 | 0.25904 | 0.27009 | 0.28123 | 0.29187 | 0.30189 | 0.31126 | 0.3181 | 0.32494 | 0.33114 | 0.33672 | 0.34166 | 0.34663 | 0.35161
Gen_BB013 | MW | SEPD | Leading the Way | Fort William | 0.92572 | 0.94106 | 0.97069 | 1.0027 | 1.0443 | 1.096 | 1.1483 | 1.2265 | 1.2945 | 1.3756 | 1.4586 | 1.5453 | 1.6329 | 1.7216 | 1.8126 | 1.899 | 2.0221 | 2.1345 | 2.2442 | 2.3554 | 2.467 | 2.5809 | 2.6983 | 2.8105 | 2.9176 | 3.0046 | 3.0924 | 3.1756 | 3.2541 | 3.328 | 3.4021 | 3.4762
Gen_BB014 | MW | SEPD | Leading the Way | Fort William | 0 | 0 | 0 | 0 | 0 | 0 | 0 | 0 | 0 | 0 | 0 | 0 | 0 | 0 | 0 | 0 | 0 | 0 | 0 | 0 | 0 | 0 | 0 | 0 | 0 | 0 | 0 | 0 | 0 | 0 | 0 | 0
Gen_BB015 | MW | SEPD | Leading the Way | Fort William | 7 | 7 | 7 | 7 | 7 | 7 | 7 | 7 | 9.8 | 10.4821 | 11.2259 | 11.9806 | 13.072 | 13.8183 | 14.6307 | 15.4641 | 16.3175 | 17.2236 | 18.1858 | 19.2074 | 20.226 | 21.2675 | 22.2924 | 23.2517 | 24.1707 | 25.0398 | 25.8938 | 26.7392 | 27.5716 | 28.4365 | 29.2832 | 30.1609
Gen_BB016 | MW | SEPD | Leading the Way | Fort William | 0.84022 | 0.84022 | 0.84113 | 0.84259 | 0.84501 | 0.85662 | 0.8638 | 0.877 | 0.90119 | 0.94091 | 1.0106 | 1.0825 | 1.1699 | 1.2483 | 1.6567 | 1.7672 | 1.8487 | 2.3302 | 2.3957 | 2.4601 | 2.5234 | 2.5855 | 2.6465 | 2.7063 | 2.7649 | 2.8224 | 2.8786 | 2.9353 | 2.9927 | 3.0506 | 3.109 | 3.1681
Gen_BB017 | MW | SEPD | Leading the Way | Fort William | 0 | 0 | 0 | 0 | 0 | 0 | 0 | 0 | 0 | 0 | 0 | 0 | 0 | 0 | 0 | 0 | 0 | 0 | 0 | 0 | 0 | 0 | 0 | 0 | 0 | 0 | 0 | 0 | 0 | 0 | 0 | 0
Gen_BB018 | MW | SEPD | Leading the Way | Fort William | 64.1477 | 117.1977 | 118.7977 | 118.7977 | 118.9968 | 120.2172 | 120.6431 | 121.4108 | 122.0954 | 122.8623 | 123.5452 | 124.3129 | 124.9966 | 125.7652 | 126.5312 | 127.2149 | 127.9835 | 128.6151 | 129.2854 | 129.8281 | 130.4185 | 130.9754 | 131.4164 | 131.9154 | 132.3891 | 132.7578 | 133.1887 | 133.6028 | 134.0001 | 134.2992 | 134.6696 | 135.0282
Hydrogen electrolysis | MW | SEPD | Leading the Way | Fort William | 0 | 0 | 0 | 0 | 0 | 0 | 0 | 0 | 0 | 0 | 0 | 0 | 0 | 0 | 0 | 0 | 0 | 0 | 0 | 0 | 0 | 0 | 0 | 0 | 0 | 0 | 0 | 0 | 0 | 0 | 0 | 0
Lct_BB001 | Number | SEPD | Leading the Way | Fort William | 36.7118 | 61.0934 | 109.5489 | 221.8848 | 381.7374 | 683.1662 | 1036.9849 | 1428.3996 | 1878.9875 | 2414.9845 | 3339.2373 | 4433.4816 | 5564.1257 | 6749.8218 | 7950.1593 | 9145.8915 | 10133.539 | 10917.3862 | 11497.5607 | 11888.1172 | 12134.8965 | 12072.241 | 11970.6708 | 11822.0307 | 11634.7784 | 11367.8856 | 11043.7455 | 10665.2356 | 10230.9029 | 9735.2327 | 9172.7685 | 8538.3238
Lct_BB003 | Number | SEPD | Leading the Way | Fort William | 0 | 0 | 0 | 0 | 0 | 0 | 0 | 0 | 0 | 0 | 0 | 0 | 0 | 0 | 0 | 0 | 0 | 0 | 0 | 0 | 0 | 0 | 0 | 0 | 0 | 0 | 0 | 0 | 0 | 0 | 0 | 0
Lct_BB005 | Number | SEPD | Leading the Way | Fort William | 609.3698 | 708.5463 | 727.6629 | 946.0494 | 1551.4393 | 2094.443 | 2642.3487 | 3091.1616 | 3674.9542 | 4224.9832 | 4784.5042 | 5549.696 | 5897.8865 | 6233.561 | 6559.6691 | 6871.6248 | 7173.266 | 7329.6976 | 7478.8079 | 7653.9512 | 7740.438 | 7825.1308 | 7870.4061 | 7915.7946 | 7999.9843 | 8086.2297 | 8175.1885 | 8196.7885 | 8218.3885 | 8239.9885 | 8261.5885 | 8283.1885
Lct_BB006 | Number | SEPD | Leading the Way | Fort William | 0 | 0 | 0 | 0 | 0 | 0 | 0 | 0 | 0 | 0 | 0 | 0 | 0 | 0 | 0 | 0 | 0 | 0 | 0 | 0 | 0 | 0 | 0 | 0 | 0 | 0 | 0 | 0 | 0 | 0 | 0 | 0
Lct_BB007 | Number | SEPD | Leading the Way | Fort William | 0 | 0 | 0 | 0 | 0 | 0 | 0 | 0 | 0 | 0 | 0 | 0 | 0 | 0 | 0 | 0 | 0 | 0 | 0 | 0 | 0 | 0 | 0 | 0 | 0 | 0 | 0 | 0 | 0 | 0 | 0 | 0
Lct_BB008 | Number | SEPD | Leading the Way | Fort William | 0 | 0 | 0 | 0 | 0 | 0 | 0 | 0 | 0 | 0 | 0 | 0 | 0 | 0 | 0 | 0 | 0 | 0 | 0 | 0 | 0 | 0 | 0 | 0 | 0 | 0 | 0 | 0 | 0 | 0 | 0 | 0
Lct_BB010b | MW | SEPD | Leading the Way | Fort William | 0.133 | 0.19533 | 0.35213 | 0.78274 | 1.4244 | 2.2098 | 3.3776 | 4.5657 | 6.1851 | 8.0716 | 11.8972 | 15.8934 | 20.4107 | 26.9038 | 33.0579 | 37.9959 | 40.5915 | 42.5624 | 44.2805 | 44.9416 | 45.138 | 45.1538 | 45.1655 | 45.173 | 45.1774 | 45.1774 | 45.1774 | 45.1774 | 45.1774 | 45.1774 | 45.1774 | 45.1774
Lct_BB011b | MW | SEPD | Leading the Way | Fort William | 0.07 | 0.0901 | 0.12596 | 0.20161 | 0.28836 | 0.38799 | 0.54624 | 0.76658 | 1.0366 | 1.2587 | 1.5033 | 1.7816 | 2.0731 | 2.3875 | 2.7044 | 2.9984 | 3.2495 | 3.4424 | 3.575 | 3.6501 | 3.6824 | 3.6901 | 3.6916 | 3.6945 | 3.6989 | 3.7053 | 3.714 | 3.714 | 3.714 | 3.714 | 3.7141 | 3.7331
Lct_BB012b | MW | SEPD | Leading the Way | Fort William | 0.784 | 0.7938 | 0.80614 | 0.82699 | 0.84749 | 0.86431 | 0.8826 | 0.92233 | 0.96954 | 1.0259 | 1.0903 | 1.1622 | 1.2629 | 1.3706 | 1.4771 | 1.5763 | 1.6613 | 1.7283 | 1.777 | 1.8085 | 1.827 | 1.8318 | 1.8356 | 1.8383 | 1.84 | 1.8408 | 1.8408 | 1.8408 | 1.8408 | 1.8408 | 1.8408 | 1.8408
Lct_BB013b | MW | SEPD | Leading the Way | Fort William | 0 | 0.0235 | 0.04706 | 0.0961 | 0.14087 | 0.1884 | 0.28443 | 0.42198 | 0.57298 | 0.64914 | 0.7255 | 0.81063 | 0.91178 | 1.0145 | 1.1126 | 1.1973 | 1.2638 | 1.3083 | 1.3322 | 1.3368 | 1.3368 | 1.3368 | 1.3368 | 1.3368 | 1.3368 | 1.3368 | 1.3368 | 1.3368 | 1.3368 | 1.3368 | 1.3368 | 1.3368
Lct_BB014 | Number | SEPD | Leading the Way | Fort William | 9.0714 | 9.141 | 9.1446 | 9.2232 | 9.3054 | 9.3264 | 9.407 | 9.4288 | 9.4794 | 9.53 | 9.5807 | 9.6313 | 9.6819 | 9.7325 | 9.7832 | 9.8338 | 9.8844 | 9.935 | 9.9857 | 10.0363 | 10.0869 | 10.1375 | 10.1881 | 10.2388 | 10.2894 | 10.34 | 10.3906 | 10.4413 | 10.4919 | 10.5425 | 10.5931 | 10.6438
Other generation | MW | SEPD | Leading the Way | Fort William | 0 | 0 | 0 | 0 | 0 | 0 | 0 | 0 | 0 | 0 | 0 | 0 | 0 | 0 | 0 | 0 | 0 | 0 | 0 | 0 | 0 | 0 | 0 | 0 | 0 | 0 | 0 | 0 | 0 | 0 | 0 | 0
Srg_BB001 | MW | SEPD | Leading the Way | Fort William | 0 | 0.1416 | 0.19258 | 0.21514 | 0.23819 | 0.26172 | 0.45907 | 1.1943 | 1.4977 | 1.8165 | 2.1492 | 2.5251 | 3.4339 | 4.3485 | 5.2631 | 6.1809 | 7.1286 | 7.6126 | 8.1046 | 8.6002 | 9.1004 | 9.6074 | 9.792 | 9.9782 | 10.1639 | 10.351 | 10.5383 | 10.5567 | 10.5749 | 10.5926 | 10.6105 | 10.6279
Srg_BB002 | MW | SEPD | Leading the Way | Fort William | 0 | 0 | 0.018504 | 0.037609 | 0.057562 | 0.078809 | 0.10175 | 0.24271 | 0.29798 | 0.35827 | 0.42853 | 0.50503 | 0.61453 | 0.73248 | 0.85855 | 0.99253 | 1.1375 | 1.258 | 1.3789 | 1.5066 | 1.6402 | 1.7805 | 1.8403 | 1.897 | 1.9494 | 1.9975 | 2.0304 | 2.0628 | 2.0911 | 2.1153 | 2.1355 | 2.1554
Data centres (MW) | MW | SEPD | Leading the Way | Fraserburgh | 0 | 0 | 0 | 0 | 0 | 0 | 0 | 0 | 0 | 0 | 0 | 0 | 0 | 0 | 0 | 0 | 0 | 0 | 0 | 0 | 0 | 0 | 0 | 0 | 0 | 0 | 0 | 0 | 0 | 0 | 0 | 0
Dem_BB001a | Number of homes (cumulative) | SEPD | Leading the Way | Fraserburgh | 0 | 67.7261 | 135.5764 | 180.2341 | 217.9055 | 257.5546 | 297.2482 | 335.8901 | 374.4582 | 415.147 | 457.6895 | 503.5514 | 541.3848 | 579.3301 | 619.3466 | 652.3466 | 669.3466 | 700.2205 | 733.1754 | 765.0167 | 789.7793 | 804.4241 | 815.7818 | 826.0756 | 834.3122 | 841.5001 | 846.6541 | 851.7798 | 855.8816 | 857.9556 | 859.0047 | 859.028
Dem_BB002b | Floorspace (m2) (cumulative) | SEPD | Leading the Way | Fraserburgh | 0 | 5550.243 | 9991.0744 | 10299.4485 | 10607.8227 | 10916.1968 | 11224.5709 | 11413.5219 | 11602.7992 | 11792.4028 | 11982.3327 | 12172.5889 | 12359.2558 | 12360.8873 | 12362.5188 | 12364.1503 | 12365.4555 | 12366.4344 | 12367.087 | 12367.4133 | 12367.4133 | 12367.4133 | 12367.4133 | 12367.4133 | 12367.4133 | 12367.4133 | 12367.4133 | 12367.4133 | 12367.4133 | 12367.4133 | 12367.4133 | 12367.4133
Domestic direct electric heating | Number | SEPD | Leading the Way | Fraserburgh | 1365.9014 | 1373.2462 | 1380.5897 | 1371.6823 | 1345.4348 | 1305.8392 | 1254.5121 | 1206.5489 | 1160.0724 | 1115.5575 | 1073.9756 | 1044.5007 | 1029.0401 | 1023.9631 | 1019.2473 | 1014.9306 | 1009.1623 | 1005.044 | 1000.9639 | 997.7439 | 993.8579 | 989.0294 | 984.6348 | 980.3488 | 975.8969 | 971.4726 | 966.8457 | 962.2058 | 957.8126 | 953.5044 | 949.124 | 944.6958
Gas: Hydrogen peaking | MW | SEPD | Leading the Way | Fraserburgh | 0 | 0 | 0 | 0 | 0 | 0 | 0 | 0 | 0 | 0 | 0 | 0 | 0 | 0 | 0 | 0 | 0 | 0 | 0 | 0 | 0 | 0 | 0 | 0 | 0 | 0 | 0 | 0 | 0 | 0 | 0 | 0
Gen_BB001 | MW | SEPD | Leading the Way | Fraserburgh | 0 | 0 | 0 | 0 | 0 | 0 | 0 | 0 | 0 | 0 | 0 | 0 | 0 | 0 | 0 | 0 | 0 | 0 | 0 | 0 | 0 | 0 | 0 | 0 | 0 | 0 | 0 | 0 | 0 | 0 | 0 | 0
Gen_BB004 | MW | SEPD | Leading the Way | Fraserburgh | 0 | 0 | 0 | 0 | 0 | 0 | 0 | 0 | 0 | 0 | 0 | 0 | 0 | 0 | 0 | 0 | 0 | 0 | 0 | 0 | 0 | 0 | 0 | 0 | 0 | 0 | 0 | 0 | 0 | 0 | 0 | 0
Gen_BB005 | MW | SEPD | Leading the Way | Fraserburgh | 0 | 0 | 0 | 0 | 0 | 0 | 0 | 0 | 0 | 0 | 0 | 0 | 0 | 0 | 0 | 0 | 0 | 0 | 0 | 0 | 0 | 0 | 0 | 0 | 0 | 0 | 0 | 0 | 0 | 0 | 0 | 0
Gen_BB006 | MW | SEPD | Leading the Way | Fraserburgh | 0 | 0 | 0 | 0 | 0 | 0 | 0 | 0 | 0 | 0 | 0 | 0 | 0 | 0 | 0 | 0 | 0 | 0 | 0 | 0 | 0 | 0 | 0 | 0 | 0 | 0 | 0 | 0 | 0 | 0 | 0 | 0
Gen_BB008 | MW | SEPD | Leading the Way | Fraserburgh | 0 | 0 | 0 | 0 | 0 | 0 | 0 | 0 | 0 | 0 | 0 | 0 | 0 | 0 | 0 | 0 | 0 | 0 | 0 | 0 | 0 | 0 | 0 | 0 | 0 | 0 | 0 | 0 | 0 | 0 | 0 | 0
Gen_BB010 | MW | SEPD | Leading the Way | Fraserburgh | 0 | 0 | 0 | 0 | 0 | 0 | 0 | 0 | 0 | 0 | 0 | 0 | 0 | 0 | 0 | 0 | 0 | 0 | 0 | 0 | 0 | 0 | 0 | 0 | 0 | 0 | 0 | 0 | 0 | 0 | 0 | 0
Gen_BB011 | MW | SEPD | Leading the Way | Fraserburgh | 0 | 0 | 0 | 0 | 0 | 0 | 0 | 0 | 0 | 0 | 0 | 0 | 0 | 0 | 0 | 0 | 0 | 0 | 0 | 0 | 0 | 0 | 0 | 0 | 0 | 0 | 0 | 0 | 0 | 0 | 0 | 0
Gen_BB012 | MW | SEPD | Leading the Way | Fraserburgh | 0.24201 | 0.24511 | 1.0998 | 1.1055 | 1.1128 | 1.1207 | 1.1298 | 1.6254 | 2.1177 | 2.7053 | 3.3806 | 4.1415 | 5.0855 | 6.1202 | 7.0762 | 8.0703 | 9.1205 | 10.2345 | 11.2061 | 12.0373 | 12.5976 | 12.9525 | 13.3036 | 13.6549 | 14.3384 | 15.0151 | 15.6919 | 16.301 | 16.8426 | 17.3166 | 17.7251 | 18.0678
Gen_BB013 | MW | SEPD | Leading the Way | Fraserburgh | 1.4371 | 1.4563 | 1.4869 | 1.5218 | 1.5647 | 1.6155 | 1.6764 | 1.7769 | 1.8772 | 1.9974 | 2.1207 | 2.2481 | 2.3703 | 2.4975 | 2.6293 | 2.7672 | 2.9049 | 3.0482 | 3.1911 | 3.3358 | 3.4744 | 3.6027 | 3.7312 | 3.8553 | 3.9721 | 4.0689 | 4.1636 | 4.2534 | 4.3373 | 4.4143 | 4.4904 | 4.5656
Gen_BB014 | MW | SEPD | Leading the Way | Fraserburgh | 0 | 0 | 0 | 0 | 0 | 0 | 0 | 0 | 0 | 0 | 0 | 0 | 0 | 0 | 0 | 0 | 0 | 0 | 0 | 0 | 0 | 0 | 0 | 0 | 0 | 0 | 0 | 0 | 0 | 0 | 0 | 0
Gen_BB015 | MW | SEPD | Leading the Way | Fraserburgh | 1.6 | 1.6 | 1.6 | 1.6 | 1.6 | 1.6 | 1.6 | 1.6 | 1.6 | 1.6442 | 1.6923 | 1.7412 | 1.8119 | 1.8602 | 3.5128 | 3.5668 | 3.622 | 3.6807 | 3.743 | 3.8092 | 3.8751 | 3.9426 | 4.0089 | 4.0711 | 4.1306 | 4.1868 | 4.2421 | 4.2969 | 4.3508 | 4.4068 | 4.4616 | 4.5185
Gen_BB016 | MW | SEPD | Leading the Way | Fraserburgh | 2.0071 | 2.0071 | 2.0072 | 2.0073 | 2.0074 | 2.0082 | 2.0087 | 2.0095 | 2.0111 | 2.0137 | 2.0182 | 2.0228 | 2.1285 | 2.2236 | 2.7386 | 2.7458 | 4.0511 | 4.0563 | 4.0606 | 4.0648 | 4.0689 | 4.0729 | 4.0768 | 4.0807 | 4.0845 | 4.0882 | 4.0919 | 4.0955 | 4.0992 | 4.103 | 4.1068 | 4.1106
Gen_BB017 | MW | SEPD | Leading the Way | Fraserburgh | 0 | 0 | 0 | 0 | 0 | 0 | 0 | 0 | 0 | 0 | 0 | 0 | 0 | 0 | 0 | 0 | 0 | 0 | 0 | 0 | 0 | 0 | 0 | 0 | 0 | 0 | 0 | 0 | 0 | 0 | 0 | 0
Gen_BB018 | MW | SEPD | Leading the Way | Fraserburgh | 0 | 0 | 0 | 0 | 0 | 0 | 0 | 0 | 0 | 0 | 0 | 0 | 0 | 0 | 0 | 0 | 0 | 0 | 0 | 0 | 0 | 0 | 0 | 0 | 0 | 0 | 0 | 0 | 0 | 0 | 0 | 0
Hydrogen electrolysis | MW | SEPD | Leading the Way | Fraserburgh | 0 | 0 | 0 | 0 | 0 | 0 | 0 | 0 | 0 | 0 | 0 | 0 | 0 | 0 | 0 | 0 | 0 | 0 | 0 | 0 | 0 | 0 | 0 | 0 | 0 | 0 | 0 | 0 | 0 | 0 | 0 | 0
Lct_BB001 | Number | SEPD | Leading the Way | Fraserburgh | 29.2244 | 48.6507 | 87.9979 | 178.7876 | 307.73 | 574.104 | 882.3558 | 1221.1595 | 1607.9981 | 2062.9774 | 2927.9174 | 3957.9918 | 5025.7932 | 6149.6338 | 7291.161 | 8431.8051 | 9362.9602 | 10112.4395 | 10678.9525 | 11073.4425 | 11336.3529 | 11315.0814 | 11255.3164 | 11149.2192 | 11004.6148 | 10781.5535 | 10494.4067 | 10156.5992 | 9766.4382 | 9318.9565 | 8809.1773 | 8231.3493
Lct_BB003 | Number | SEPD | Leading the Way | Fraserburgh | 0 | 0 | 1.2746 | 3.8131 | 6.8389 | 11.2874 | 20.609 | 29.6653 | 49.0492 | 61.9306 | 74.8002 | 95.629 | 111.2408 | 132.4663 | 155.84 | 179.7428 | 202.69 | 222.848 | 239.35 | 251.7645 | 260.8049 | 267.5739 | 272.2787 | 276.1414 | 279.4699 | 283.1221 | 287.0705 | 284.9616 | 283.8918 | 283.8074 | 284.6155 | 286.1827
Lct_BB005 | Number | SEPD | Leading the Way | Fraserburgh | 62.1251 | 88.3024 | 96.7112 | 176.2058 | 343.477 | 507.3433 | 683.908 | 890.6404 | 1151.6411 | 1414.3504 | 1707.2677 | 2194.7531 | 2475.4653 | 2759.5175 | 3046.1762 | 3336.452 | 3619.5422 | 3833.2112 | 4073.0526 | 4394.8893 | 4690.6426 | 5068.4097 | 5276.3149 | 5485.6964 | 5688.487 | 5893.7997 | 6099.9491 | 6122.7491 | 6144.9491 | 6165.9491 | 6186.3491 | 6206.1491
Lct_BB006 | Number | SEPD | Leading the Way | Fraserburgh | 0 | 0 | 10.2165 | 20.2989 | 30.2497 | 40.0697 | 49.756 | 70.4242 | 90.7599 | 110.7601 | 130.428 | 168.6883 | 256.1549 | 342.6471 | 428.1673 | 512.7133 | 596.2892 | 696.2194 | 794.9864 | 892.5886 | 989.0261 | 1084.3005 | 1137.2511 | 1189.8441 | 1242.0815 | 1293.9598 | 1345.4815 | 1345.4815 | 1345.4815 | 1345.4815 | 1345.4815 | 1345.4815
Lct_BB007 | Number | SEPD | Leading the Way | Fraserburgh | 32.8913 | 42.7995 | 41.9325 | 69.7999 | 129.9639 | 174.9376 | 221.1986 | 267.2239 | 329.3327 | 392.0713 | 461.0136 | 541.8498 | 582.0618 | 621.7568 | 660.935 | 699.5968 | 737.7423 | 760.6607 | 785.1709 | 817.1541 | 841.4834 | 871.4478 | 883.8649 | 899.8028 | 915.8137 | 931.8977 | 948.0546 | 948.4591 | 949.1566 | 949.9519 | 950.8448 | 951.8355
Lct_BB008 | Number | SEPD | Leading the Way | Fraserburgh | 0 | 0 | 1.4326 | 2.8467 | 4.2422 | 5.6193 | 6.9778 | 9.8762 | 12.7279 | 15.5328 | 18.291 | 21.0024 | 27.201 | 33.3307 | 39.3915 | 45.3833 | 51.3061 | 58.3881 | 65.3877 | 72.3047 | 79.1393 | 85.8914 | 89.644 | 93.3713 | 97.0733 | 100.7499 | 104.4012 | 104.4012 | 104.4012 | 104.4012 | 104.4012 | 104.4012
Lct_BB010b | MW | SEPD | Leading the Way | Fraserburgh | 0.133 | 0.1932 | 0.3444 | 0.679 | 1.1746 | 1.7766 | 2.625 | 3.612 | 4.7894 | 6.2454 | 9.869 | 13.8571 | 18.4459 | 23.0702 | 28.0692 | 32.0302 | 35.1454 | 36.9132 | 38.6078 | 39.2725 | 39.5209 | 39.5418 | 39.5571 | 39.5671 | 39.5729 | 39.5729 | 39.5729 | 39.5729 | 39.5729 | 39.5729 | 39.5729 | 39.5729
Lct_BB011b | MW | SEPD | Leading the Way | Fraserburgh | 0.028 | 0.0573 | 0.08847 | 0.17795 | 0.27476 | 0.38959 | 0.60552 | 0.94724 | 1.3739 | 1.6649 | 1.978 | 2.3407 | 2.6421 | 2.9698 | 3.3063 | 3.6212 | 3.8938 | 4.1057 | 4.2547 | 4.3405 | 4.3818 | 4.3982 | 4.4015 | 4.4077 | 4.4171 | 4.4305 | 4.4489 | 4.4489 | 4.4489 | 4.4489 | 4.4492 | 4.4897
Lct_BB012b | MW | SEPD | Leading the Way | Fraserburgh | 0.2 | 0.2297 | 0.25888 | 0.32183 | 0.39159 | 0.46319 | 0.55315 | 0.67486 | 0.81869 | 0.98291 | 1.1707 | 1.3805 | 1.6723 | 1.9854 | 2.297 | 2.5888 | 2.8401 | 3.0398 | 3.1857 | 3.2814 | 3.3386 | 3.345 | 3.3498 | 3.3533 | 3.3555 | 3.3565 | 3.3565 | 3.3565 | 3.3565 | 3.3565 | 3.3565 | 3.3565
Lct_BB013b | MW | SEPD | Leading the Way | Fraserburgh | 0 | 0 | 0 | 0 | 0 | 0 | 0 | 0 | 0 | 0 | 0 | 0 | 0 | 0 | 0 | 0 | 0 | 0 | 0 | 0 | 0 | 0 | 0 | 0 | 0 | 0 | 0 | 0 | 0 | 0 | 0 | 0
Lct_BB014 | Number | SEPD | Leading the Way | Fraserburgh | 7.7382 | 7.7976 | 7.8007 | 7.8678 | 7.9378 | 7.9557 | 8.0245 | 8.0431 | 8.0863 | 8.1295 | 8.1727 | 8.2158 | 8.259 | 8.3022 | 8.3454 | 8.3886 | 8.4318 | 8.475 | 8.5181 | 8.5613 | 8.6045 | 8.6477 | 8.6909 | 8.7341 | 8.7772 | 8.8204 | 8.8636 | 8.9068 | 8.95 | 8.9932 | 9.0364 | 9.0795
Other generation | MW | SEPD | Leading the Way | Fraserburgh | 0 | 0 | 0 | 0 | 0 | 0 | 0 | 0 | 0 | 0 | 0 | 0 | 0 | 0 | 0 | 0 | 0 | 0 | 0 | 0 | 0 | 0 | 0 | 0 | 0 | 0 | 0 | 0 | 0 | 0 | 0 | 0
Srg_BB001 | MW | SEPD | Leading the Way | Fraserburgh | 0 | 0.10712 | 0.15078 | 0.17286 | 0.19575 | 0.21944 | 0.37813 | 0.87665 | 1.0164 | 1.1675 | 1.3281 | 1.5294 | 1.5572 | 1.5904 | 1.6248 | 1.662 | 1.7289 | 1.824 | 1.9251 | 2.0278 | 2.1324 | 2.2406 | 2.3256 | 2.4168 | 2.5065 | 2.5969 | 2.687 | 2.707 | 2.7263 | 2.7448 | 2.7633 | 2.7808
Srg_BB002 | MW | SEPD | Leading the Way | Fraserburgh | 0 | 0 | 0.028709 | 0.058335 | 0.089259 | 0.12217 | 0.15767 | 0.37557 | 0.4609 | 0.55386 | 0.66206 | 0.77975 | 0.94805 | 1.1292 | 1.3226 | 1.5281 | 1.7465 | 1.9256 | 2.1028 | 2.2879 | 2.4794 | 2.6784 | 2.7625 | 2.8415 | 2.914 | 2.9804 | 3.0255 | 3.0698 | 3.1084 | 3.1414 | 3.1688 | 3.1958
Data centres (MW) | MW | SEPD | Leading the Way | GRIFFIN WINDFARM GSP | 0 | 0 | 0 | 0 | 0 | 0 | 0 | 0 | 0 | 0 | 0 | 0 | 0 | 0 | 0 | 0 | 0 | 0 | 0 | 0 | 0 | 0 | 0 | 0 | 0 | 0 | 0 | 0 | 0 | 0 | 0 | 0
Dem_BB001a | Number of homes (cumulative) | SEPD | Leading the Way | GRIFFIN WINDFARM GSP | 0 | 0 | 0 | 0 | 0 | 0 | 0 | 0 | 0 | 0 | 0 | 0 | 0 | 0 | 0 | 0 | 0 | 0.0092426 | 0.019342 | 0.028241 | 0.036305 | 0.050446 | 0.058288 | 0.064731 | 0.069919 | 0.07404 | 0.077417 | 0.080171 | 0.082404 | 0.084026 | 0.085103 | 0.085614
Dem_BB002b | Floorspace (m2) (cumulative) | SEPD | Leading the Way | GRIFFIN WINDFARM GSP | 0 | 0 | 0 | 0 | 0 | 0 | 0 | 0 | 0 | 0 | 0 | 0 | 0 | 0 | 0 | 0 | 0 | 0 | 0 | 0 | 0 | 0 | 0 | 0 | 0 | 0 | 0 | 0 | 0 | 0 | 0 | 0
Domestic direct electric heating | Number | SEPD | Leading the Way | GRIFFIN WINDFARM GSP | 0 | 0 | 0 | 0 | 0 | 0 | 0 | 0 | 0 | 0 | 0 | 0 | 0 | 0 | 0 | 0 | 0 | 0 | 0 | 0 | 0 | 0 | 0 | 0 | 0 | 0 | 0 | 0 | 0 | 0 | 0 | 0
Gas: Hydrogen peaking | MW | SEPD | Leading the Way | GRIFFIN WINDFARM GSP | 0 | 0 | 0 | 0 | 0 | 0 | 0 | 0 | 0 | 0 | 0 | 0 | 0 | 0 | 0 | 0 | 0 | 0 | 0 | 0 | 0 | 0 | 0 | 0 | 0 | 0 | 0 | 0 | 0 | 0 | 0 | 0
Gen_BB001 | MW | SEPD | Leading the Way | GRIFFIN WINDFARM GSP | 0 | 0 | 0 | 0 | 0 | 0 | 0 | 0 | 0 | 0 | 0 | 0 | 0 | 0 | 0 | 0 | 0 | 0 | 0 | 0 | 0 | 0 | 0 | 0 | 0 | 0 | 0 | 0 | 0 | 0 | 0 | 0
Gen_BB004 | MW | SEPD | Leading the Way | GRIFFIN WINDFARM GSP | 0 | 0 | 0 | 0 | 0 | 0 | 0 | 0 | 0 | 0 | 0 | 0 | 0 | 0 | 0 | 0 | 0 | 0 | 0 | 0 | 0 | 0 | 0 | 0 | 0 | 0 | 0 | 0 | 0 | 0 | 0 | 0
Gen_BB005 | MW | SEPD | Leading the Way | GRIFFIN WINDFARM GSP | 0 | 0 | 0 | 0 | 0 | 0 | 0 | 0 | 0 | 0 | 0 | 0 | 0 | 0 | 0 | 0 | 0 | 0 | 0 | 0 | 0 | 0 | 0 | 0 | 0 | 0 | 0 | 0 | 0 | 0 | 0 | 0
Gen_BB006 | MW | SEPD | Leading the Way | GRIFFIN WINDFARM GSP | 0 | 0 | 0 | 0 | 0 | 0 | 0 | 0 | 0 | 0 | 0 | 0 | 0 | 0 | 0 | 0 | 0 | 0 | 0 | 0 | 0 | 0 | 0 | 0 | 0 | 0 | 0 | 0 | 0 | 0 | 0 | 0
Gen_BB008 | MW | SEPD | Leading the Way | GRIFFIN WINDFARM GSP | 0 | 0 | 0 | 0 | 0 | 0 | 0 | 0 | 0 | 0 | 0 | 0 | 0 | 0 | 0 | 0 | 0 | 0 | 0 | 0 | 0 | 0 | 0 | 0 | 0 | 0 | 0 | 0 | 0 | 0 | 0 | 0
Gen_BB010 | MW | SEPD | Leading the Way | GRIFFIN WINDFARM GSP | 0 | 0 | 0 | 0 | 0 | 0 | 0 | 0 | 0 | 0 | 0 | 0 | 0 | 0 | 0 | 0 | 0 | 0 | 0 | 0 | 0 | 0 | 0 | 0 | 0 | 0 | 0 | 0 | 0 | 0 | 0 | 0
Gen_BB011 | MW | SEPD | Leading the Way | GRIFFIN WINDFARM GSP | 0 | 0 | 0 | 0 | 0 | 0 | 0 | 0 | 0 | 0 | 0 | 0 | 0 | 0 | 0 | 0 | 0 | 0 | 0 | 0 | 0 | 0 | 0 | 0 | 0 | 0 | 0 | 0 | 0 | 0 | 0 | 0
Gen_BB012 | MW | SEPD | Leading the Way | GRIFFIN WINDFARM GSP | 0 | 0 | 0 | 0 | 0 | 0 | 0 | 0 | 0 | 0 | 0 | 0 | 0 | 0 | 0 | 0 | 0 | 0 | 0 | 0 | 0 | 0 | 0 | 0 | 0 | 0 | 0 | 0 | 0 | 0 | 0 | 0
Gen_BB013 | MW | SEPD | Leading the Way | GRIFFIN WINDFARM GSP | 0 | 0 | 0 | 0 | 0 | 0 | 0 | 0 | 0 | 0 | 0 | 0 | 0 | 0 | 0 | 0 | 0 | 0 | 0 | 0 | 0 | 0 | 0 | 0 | 0 | 0 | 0 | 0 | 0 | 0 | 0 | 0
Gen_BB014 | MW | SEPD | Leading the Way | GRIFFIN WINDFARM GSP | 0 | 0 | 0 | 0 | 0 | 0 | 0 | 0 | 0 | 0 | 0 | 0 | 0 | 0 | 0 | 0 | 0 | 0 | 0 | 0 | 0 | 0 | 0 | 0 | 0 | 0 | 0 | 0 | 0 | 0 | 0 | 0
Gen_BB015 | MW | SEPD | Leading the Way | GRIFFIN WINDFARM GSP | 0 | 0 | 0 | 0 | 0 | 0 | 0 | 0 | 0 | 0.060935 | 0.12739 | 0.19481 | 0.2923 | 0.35898 | 0.43155 | 0.50601 | 0.58224 | 0.66319 | 0.74915 | 0.84042 | 0.93141 | 1.0245 | 1.116 | 1.2017 | 1.2838 | 1.3615 | 1.4377 | 1.5133 | 1.5876 | 1.6649 | 1.7405 | 1.819
Gen_BB016 | MW | SEPD | Leading the Way | GRIFFIN WINDFARM GSP | 0.0098466 | 0.0098466 | 0.0099277 | 0.010059 | 0.010274 | 0.011311 | 0.011953 | 0.013132 | 0.015294 | 0.018841 | 0.025071 | 0.031489 | 0.039302 | 0.046306 | 0.053305 | 0.063177 | 0.070455 | 0.077741 | 0.083592 | 0.089345 | 0.094996 | 0.10054 | 0.10599 | 0.11134 | 0.11658 | 0.12171 | 0.12673 | 0.1318 | 0.13692 | 0.14209 | 0.14732 | 0.15259
Gen_BB017 | MW | SEPD | Leading the Way | GRIFFIN WINDFARM GSP | 0 | 0 | 0 | 0 | 0 | 0 | 0 | 0 | 0 | 0 | 0 | 0 | 0 | 0 | 0 | 0 | 0 | 0 | 0 | 0 | 0 | 0 | 0 | 0 | 0 | 0 | 0 | 0 | 0 | 0 | 0 | 0
Gen_BB018 | MW | SEPD | Leading the Way | GRIFFIN WINDFARM GSP | 0 | 0 | 0 | 0 | 0 | 0 | 0 | 0 | 0 | 0 | 0 | 0 | 0 | 0 | 0 | 0 | 0 | 0 | 0 | 0 | 0 | 0 | 0 | 0 | 0 | 0 | 0 | 0 | 0 | 0 | 0 | 0
Hydrogen electrolysis | MW | SEPD | Leading the Way | GRIFFIN WINDFARM GSP | 0 | 0 | 0 | 0 | 0 | 0 | 0 | 0 | 0 | 0 | 0 | 0 | 0 | 0 | 0 | 0 | 0 | 0 | 0 | 0 | 0 | 0 | 0 | 0 | 0 | 0 | 0 | 0 | 0 | 0 | 0 | 0
Lct_BB001 | Number | SEPD | Leading the Way | GRIFFIN WINDFARM GSP | 0 | 0 | 0 | 0 | 0 | 0 | 0 | 0 | 0 | 0 | 0 | 0 | 0 | 0 | 0 | 0 | 0 | 0 | 0 | 0 | 0 | 0 | 0 | 0 | 0 | 0 | 0 | 0 | 0 | 0 | 0 | 0
Lct_BB003 | Number | SEPD | Leading the Way | GRIFFIN WINDFARM GSP | 0 | 0 | 0 | 0 | 0 | 0 | 0 | 0 | 0 | 0 | 0 | 0 | 0 | 0 | 0 | 0 | 0 | 0 | 0 | 0 | 0 | 0 | 0 | 0 | 0 | 0 | 0 | 0 | 0 | 0 | 0 | 0
Lct_BB005 | Number | SEPD | Leading the Way | GRIFFIN WINDFARM GSP | 0 | 0 | 0 | 0 | 0 | 0 | 0 | 0 | 0 | 0 | 0 | 0 | 0 | 0 | 0 | 0 | 0 | 0 | 0 | 0 | 0 | 0 | 0 | 0 | 0 | 0 | 0 | 0 | 0 | 0 | 0 | 0
Lct_BB006 | Number | SEPD | Leading the Way | GRIFFIN WINDFARM GSP | 0 | 0 | 0 | 0 | 0 | 0 | 0 | 0 | 0 | 0 | 0 | 0 | 0 | 0 | 0 | 0 | 0 | 0 | 0 | 0 | 0 | 0 | 0 | 0 | 0 | 0 | 0 | 0 | 0 | 0 | 0 | 0
Lct_BB007 | Number | SEPD | Leading the Way | GRIFFIN WINDFARM GSP | 0 | 0 | 0 | 0 | 0 | 0 | 0 | 0 | 0 | 0 | 0 | 0 | 0 | 0 | 0 | 0 | 0 | 0 | 0 | 0 | 0 | 0 | 0 | 0 | 0 | 0 | 0 | 0 | 0 | 0 | 0 | 0
Lct_BB008 | Number | SEPD | Leading the Way | GRIFFIN WINDFARM GSP | 0 | 0 | 0 | 0 | 0 | 0 | 0 | 0 | 0 | 0 | 0 | 0 | 0 | 0 | 0 | 0 | 0 | 0 | 0 | 0 | 0 | 0 | 0 | 0 | 0 | 0 | 0 | 0 | 0 | 0 | 0 | 0
Lct_BB010b | MW | SEPD | Leading the Way | GRIFFIN WINDFARM GSP | 0 | 0 | 0 | 0 | 0 | 0 | 0 | 0 | 0 | 0 | 0 | 0 | 0 | 0 | 0 | 0 | 0 | 0 | 0 | 0 | 0 | 0 | 0 | 0 | 0 | 0 | 0 | 0 | 0 | 0 | 0 | 0
Lct_BB011b | MW | SEPD | Leading the Way | GRIFFIN WINDFARM GSP | 0 | 0 | 0 | 0 | 0 | 0 | 0 | 0 | 0 | 0 | 0 | 0 | 0 | 0 | 0 | 0 | 0 | 0 | 0 | 0 | 0 | 0 | 0 | 0 | 0 | 0 | 0 | 0 | 0 | 0 | 0 | 0
Lct_BB012b | MW | SEPD | Leading the Way | GRIFFIN WINDFARM GSP | 0 | 0 | 0 | 0 | 0 | 0 | 0 | 0 | 0 | 0 | 0 | 0 | 0 | 0 | 0 | 0 | 0 | 0 | 0 | 0 | 0 | 0 | 0 | 0 | 0 | 0 | 0 | 0 | 0 | 0 | 0 | 0
Lct_BB013b | MW | SEPD | Leading the Way | GRIFFIN WINDFARM GSP | 0 | 0 | 0 | 0 | 0 | 0 | 0 | 0 | 0 | 0 | 0 | 0 | 0 | 0 | 0 | 0 | 0 | 0 | 0 | 0 | 0 | 0 | 0 | 0 | 0 | 0 | 0 | 0 | 0 | 0 | 0 | 0
Lct_BB014 | Number | SEPD | Leading the Way | GRIFFIN WINDFARM GSP | 0 | 0 | 0 | 0 | 0 | 0 | 0 | 0 | 0 | 0 | 0 | 0 | 0 | 0 | 0 | 0 | 0 | 0 | 0 | 0 | 0 | 0 | 0 | 0 | 0 | 0 | 0 | 0 | 0 | 0 | 0 | 0
Other generation | MW | SEPD | Leading the Way | GRIFFIN WINDFARM GSP | 0 | 0 | 0 | 0 | 0 | 0 | 0 | 0 | 0 | 0 | 0 | 0 | 0 | 0 | 0 | 0 | 0 | 0 | 0 | 0 | 0 | 0 | 0 | 0 | 0 | 0 | 0 | 0 | 0 | 0 | 0 | 0
Srg_BB001 | MW | SEPD | Leading the Way | GRIFFIN WINDFARM GSP | 0 | 0 | 0 | 0 | 0 | 0 | 0 | 0 | 0 | 0.0002072 | 0.00062999 | 0.0016858 | 0.0018909 | 0.0022532 | 0.002657 | 0.0031821 | 0.0046129 | 0.0067819 | 0.009338 | 0.012165 | 0.015307 | 0.01887 | 0.020076 | 0.021388 | 0.022712 | 0.02412 | 0.025566 | 0.026387 | 0.027207 | 0.028022 | 0.02886 | 0.029686
Srg_BB002 | MW | SEPD | Leading the Way | GRIFFIN WINDFARM GSP | 0 | 0 | 0 | 0 | 0 | 0 | 0 | 0 | 0 | 0 | 0 | 0 | 0 | 0 | 0 | 0 | 0 | 0 | 0 | 0 | 0 | 0 | 0 | 0 | 0 | 0 | 0 | 0 | 0 | 0 | 0 | 0
Data centres (MW) | MW | SEPD | Leading the Way | Glenagnes | 0 | 0 | 0 | 0 | 0 | 0 | 0 | 0 | 0 | 0 | 0 | 0 | 0 | 0 | 0 | 0 | 0 | 0 | 0 | 0 | 0 | 0 | 0 | 0 | 0 | 0 | 0 | 0 | 0 | 0 | 0 | 0
Dem_BB001a | Number of homes (cumulative) | SEPD | Leading the Way | Glenagnes | 0 | 48.3454 | 117.7689 | 139.0712 | 247.3821 | 310.6789 | 380.0039 | 433.2962 | 486.5421 | 533.864 | 562.0938 | 590.5429 | 615.5429 | 632.5429 | 645.5429 | 658.5429 | 666.5429 | 672.1497 | 677.8127 | 680.3969 | 680.9263 | 681.3786 | 681.6295 | 681.8356 | 682.0015 | 682.1334 | 682.2414 | 682.3295 | 682.4009 | 682.4528 | 682.4873 | 682.5036
Dem_BB002b | Floorspace (m2) (cumulative) | SEPD | Leading the Way | Glenagnes | 0 | 0 | 560 | 584 | 2108 | 9277 | 10011 | 18725 | 22254 | 23830.5 | 25407 | 26983.5 | 29220 | 31182.5 | 32690 | 34245 | 34612.5 | 34802.5 | 34992.5 | 35182.5 | 35372.5 | 35507.5 | 35602.5 | 35650 | 35650 | 35650 | 35650 | 35650 | 35650 | 35650 | 35650 | 35650
Domestic direct electric heating | Number | SEPD | Leading the Way | Glenagnes | 742.0167 | 747.2022 | 754.6537 | 753.9344 | 763.2281 | 757.5629 | 747.8127 | 725.9028 | 704.2076 | 681.6923 | 654.2969 | 634.9729 | 614.0744 | 605.4787 | 602.264 | 599.3807 | 596.1066 | 592.8478 | 589.2581 | 585.5602 | 581.7573 | 578.0224 | 574.8314 | 571.7576 | 568.8056 | 565.8832 | 562.9506 | 560.0066 | 557.0227 | 554.0644 | 551.1189 | 548.2021
Gas: Hydrogen peaking | MW | SEPD | Leading the Way | Glenagnes | 0 | 0 | 0 | 0 | 0 | 0 | 0 | 0 | 0 | 0 | 0 | 0 | 0 | 0 | 0 | 0 | 0 | 0 | 0 | 0 | 0 | 3 | 3 | 3 | 3 | 3 | 3 | 3 | 3 | 3 | 3 | 3
Gen_BB001 | MW | SEPD | Leading the Way | Glenagnes | 3 | 3 | 3 | 3 | 3 | 3 | 0 | 0 | 0 | 0 | 0 | 0 | 0 | 0 | 0 | 0 | 0 | 0 | 0 | 0 | 0 | 0 | 0 | 0 | 0 | 0 | 0 | 0 | 0 | 0 | 0 | 0
Gen_BB004 | MW | SEPD | Leading the Way | Glenagnes | 0 | 0 | 0 | 0 | 0 | 0 | 0 | 0 | 0 | 0 | 0 | 0 | 0 | 0 | 0 | 0 | 0 | 0 | 0 | 0 | 0 | 0 | 0 | 0 | 0 | 0 | 0 | 0 | 0 | 0 | 0 | 0
Gen_BB005 | MW | SEPD | Leading the Way | Glenagnes | 0 | 0 | 0 | 0 | 0 | 0 | 0 | 0 | 0 | 0 | 0 | 0 | 0 | 0 | 0 | 0 | 0 | 0 | 0 | 0 | 0 | 0 | 0 | 0 | 0 | 0 | 0 | 0 | 0 | 0 | 0 | 0
Gen_BB006 | MW | SEPD | Leading the Way | Glenagnes | 0 | 0 | 0 | 0 | 0 | 0 | 0 | 0 | 0 | 0 | 0 | 0 | 0 | 0 | 0 | 0 | 0 | 0 | 0 | 0 | 0 | 0 | 0 | 0 | 0 | 0 | 0 | 0 | 0 | 0 | 0 | 0
Gen_BB008 | MW | SEPD | Leading the Way | Glenagnes | 0 | 0 | 0 | 0 | 0 | 0 | 0 | 0 | 0 | 0 | 0 | 0 | 0 | 0 | 0 | 0 | 0 | 0 | 0 | 0 | 0 | 0 | 0 | 0 | 0 | 0 | 0 | 0 | 0 | 0 | 0 | 0
Gen_BB010 | MW | SEPD | Leading the Way | Glenagnes | 0 | 0 | 0 | 0 | 0 | 0 | 0 | 0 | 0 | 0 | 0 | 0 | 0 | 0 | 0 | 0 | 0 | 0 | 0 | 0 | 0 | 0 | 0 | 0 | 0 | 0 | 0 | 0 | 0 | 0 | 0 | 0
Gen_BB011 | MW | SEPD | Leading the Way | Glenagnes | 0 | 0 | 0 | 0 | 0 | 0 | 0 | 0 | 0 | 0 | 0 | 0 | 0 | 0 | 0 | 0 | 0 | 0 | 0 | 0 | 0 | 0 | 0 | 0 | 0 | 0 | 0 | 0 | 0 | 0 | 0 | 0
Gen_BB012 | MW | SEPD | Leading the Way | Glenagnes | 0.127 | 0.22704 | 0.22711 | 0.22719 | 0.2273 | 0.22743 | 0.22758 | 0.22789 | 0.2282 | 0.22858 | 0.22896 | 0.22934 | 0.22972 | 0.2301 | 0.23048 | 0.23086 | 0.23266 | 0.23432 | 0.23606 | 0.23783 | 0.23967 | 0.24157 | 0.24341 | 0.24515 | 0.24679 | 0.24797 | 0.24915 | 0.25021 | 0.25116 | 0.25198 | 0.25281 | 0.25364
Gen_BB013 | MW | SEPD | Leading the Way | Glenagnes | 0.019357 | 0.024813 | 0.038504 | 0.045015 | 0.084731 | 0.11377 | 0.15155 | 0.18578 | 0.22351 | 0.2609 | 0.28608 | 0.31308 | 0.34213 | 0.36769 | 0.39237 | 0.42107 | 0.46418 | 0.50493 | 0.54267 | 0.57929 | 0.61495 | 0.6507 | 0.69093 | 0.73112 | 0.77132 | 0.8073 | 0.84333 | 0.87841 | 0.91254 | 0.94574 | 0.97907 | 1.0125
Gen_BB014 | MW | SEPD | Leading the Way | Glenagnes | 0 | 0 | 0 | 0 | 0 | 0 | 0 | 0 | 0 | 0 | 0 | 0 | 0 | 0 | 0 | 0 | 0 | 0 | 0 | 0 | 0 | 0 | 0 | 0 | 0 | 0 | 0 | 0 | 0 | 0 | 0 | 0
Gen_BB015 | MW | SEPD | Leading the Way | Glenagnes | 0 | 0 | 0 | 0 | 0 | 0 | 0 | 0 | 0 | 0 | 0 | 0 | 0 | 0 | 0 | 0 | 0 | 0 | 0 | 0 | 0 | 0 | 0 | 0 | 0 | 0 | 0 | 0 | 0 | 0 | 0 | 0
Gen_BB016 | MW | SEPD | Leading the Way | Glenagnes | 0 | 0 | 0 | 0 | 0 | 0 | 0 | 0 | 0 | 0 | 0 | 0 | 0 | 0 | 0 | 0 | 0 | 0 | 0 | 0 | 0 | 0 | 0 | 0 | 0 | 0 | 0 | 0 | 0 | 0 | 0 | 0
Gen_BB017 | MW | SEPD | Leading the Way | Glenagnes | 0 | 0 | 0 | 0 | 0 | 0 | 0 | 0 | 0 | 0 | 0 | 0 | 0 | 0 | 0 | 0 | 0 | 0 | 0 | 0 | 0 | 0 | 0 | 0 | 0 | 0 | 0 | 0 | 0 | 0 | 0 | 0
Gen_BB018 | MW | SEPD | Leading the Way | Glenagnes | 5.2 | 5.2 | 5.2 | 5.2 | 5.2 | 5.2 | 5.2 | 5.2 | 5.2 | 5.2 | 5.2 | 5.2 | 5.2 | 5.2 | 5.2 | 5.2 | 5.2 | 5.2 | 5.2 | 5.2 | 5.2 | 5.2 | 5.2 | 5.2 | 5.2 | 5.2 | 5.2 | 5.2 | 5.2 | 5.2 | 5.2 | 5.2
Hydrogen electrolysis | MW | SEPD | Leading the Way | Glenagnes | 0 | 0 | 0 | 0 | 0 | 0 | 0 | 0 | 0 | 0 | 0 | 0 | 0 | 0 | 0 | 0 | 0 | 0 | 0 | 0 | 0 | 0 | 0 | 0 | 0 | 0 | 0 | 0 | 0 | 0 | 0 | 0
Lct_BB001 | Number | SEPD | Leading the Way | Glenagnes | 6.4827 | 10.8259 | 19.5319 | 40.6597 | 71.8654 | 149.1738 | 231.5645 | 317.5978 | 409.3838 | 509.4826 | 625.696 | 818.0264 | 1026.3447 | 1258.8266 | 1497.7472 | 1734.6576 | 1950.0081 | 2130.7724 | 2275.114 | 2384.126 | 2465.6171 | 2485.4713 | 2496.5815 | 2497.17 | 2488.7734 | 2462.4665 | 2422.5493 | 2369.0874 | 2301.486 | 2218.1048 | 2117.2637 | 1994.4822
Lct_BB003 | Number | SEPD | Leading the Way | Glenagnes | 0 | 0 | 0 | 0 | 0 | 0 | 0 | 0 | 0 | 0 | 0 | 0 | 0 | 0 | 0 | 0 | 0 | 0 | 0 | 0 | 0 | 0 | 0 | 0 | 0 | 0 | 0 | 0 | 0 | 0 | 0 | 0
Lct_BB005 | Number | SEPD | Leading the Way | Glenagnes | 3.8971 | 33.9509 | 44.7515 | 156.895 | 372.3981 | 552.5317 | 725.6594 | 957.3663 | 1225.8409 | 1497.0664 | 1791.8766 | 1941.5853 | 2048.9367 | 2156.7243 | 2265.2035 | 2377.3517 | 2490.1836 | 2578.1219 | 2677.5829 | 2812.4903 | 2939.1097 | 3099.3753 | 3185.4442 | 3272.4644 | 3352.8344 | 3430.6215 | 3508.9472 | 3522.7472 | 3536.5472 | 3550.3472 | 3564.1472 | 3577.9472
Lct_BB006 | Number | SEPD | Leading the Way | Glenagnes | 0 | 0 | 20.349 | 40.4346 | 60.2566 | 79.8155 | 99.1116 | 140.2795 | 180.7836 | 220.6237 | 259.8003 | 281.3185 | 330.5112 | 379.1568 | 427.255 | 474.8064 | 521.8111 | 578.0141 | 633.5622 | 688.4564 | 742.6956 | 796.2805 | 826.0606 | 855.6405 | 885.0197 | 914.1977 | 943.1746 | 943.1746 | 943.1746 | 943.1746 | 943.1746 | 943.1746
Lct_BB007 | Number | SEPD | Leading the Way | Glenagnes | 46.4278 | 60.4139 | 59.19 | 98.5264 | 183.4512 | 246.9342 | 312.2341 | 377.2015 | 464.8716 | 553.4305 | 650.7465 | 764.8513 | 821.6128 | 877.6445 | 932.9468 | 987.52 | 1041.3646 | 1073.7152 | 1108.3126 | 1153.4586 | 1187.8007 | 1230.0972 | 1247.6246 | 1270.1218 | 1292.7221 | 1315.4254 | 1338.2318 | 1338.8027 | 1339.7873 | 1340.9099 | 1342.1703 | 1343.5686
Lct_BB008 | Number | SEPD | Leading the Way | Glenagnes | 0 | 0 | 2.0222 | 4.0182 | 5.9881 | 7.9319 | 9.8495 | 13.9408 | 17.9661 | 21.9253 | 25.8187 | 29.6459 | 38.3957 | 47.0481 | 55.6033 | 64.0611 | 72.4215 | 82.4182 | 92.2984 | 102.0623 | 111.7097 | 121.2406 | 126.5377 | 131.799 | 137.0245 | 142.2143 | 147.3683 | 147.3683 | 147.3683 | 147.3683 | 147.3683 | 147.3683
Lct_BB010b | MW | SEPD | Leading the Way | Glenagnes | 0.046 | 0.05202 | 0.0675 | 0.11303 | 0.18504 | 0.27049 | 0.39375 | 0.5367 | 0.70201 | 0.92084 | 1.247 | 1.5758 | 1.9693 | 2.3446 | 2.7074 | 3.0675 | 3.3675 | 3.6089 | 3.9007 | 4.007 | 4.0725 | 4.0843 | 4.093 | 4.0987 | 4.1019 | 4.1019 | 4.1019 | 4.1019 | 4.1019 | 4.1019 | 4.1019 | 4.1019
Lct_BB011b | MW | SEPD | Leading the Way | Glenagnes | 0.193 | 0.2282 | 0.26133 | 0.35761 | 0.46523 | 0.5907 | 0.80576 | 1.1247 | 1.5198 | 1.8156 | 2.1379 | 2.508 | 2.8578 | 3.2368 | 3.6215 | 3.9803 | 4.2881 | 4.5257 | 4.6904 | 4.7844 | 4.827 | 4.8403 | 4.8429 | 4.8479 | 4.8555 | 4.8664 | 4.8813 | 4.8813 | 4.8813 | 4.8813 | 4.8815 | 4.9144
Lct_BB012b | MW | SEPD | Leading the Way | Glenagnes | 0.312 | 0.3335 | 0.35537 | 0.39661 | 0.43866 | 0.47618 | 0.51818 | 0.59371 | 0.68357 | 0.7912 | 0.91551 | 1.0554 | 1.2529 | 1.4664 | 1.681 | 1.8845 | 2.0631 | 2.2088 | 2.3195 | 2.3971 | 2.4493 | 2.4657 | 2.4784 | 2.4873 | 2.493 | 2.4956 | 2.4956 | 2.4956 | 2.4956 | 2.4956 | 2.4956 | 2.4956
Lct_BB013b | MW | SEPD | Leading the Way | Glenagnes | 0 | 0 | 0 | 0 | 0 | 0 | 0 | 0 | 0 | 0 | 0 | 0 | 0 | 0 | 0 | 0 | 0 | 0 | 0 | 0 | 0 | 0 | 0 | 0 | 0 | 0 | 0 | 0 | 0 | 0 | 0 | 0
Lct_BB014 | Number | SEPD | Leading the Way | Glenagnes | 47.4206 | 47.7846 | 47.8036 | 48.2143 | 48.6438 | 48.7534 | 49.1751 | 49.2889 | 49.5536 | 49.8182 | 50.0828 | 50.3475 | 50.6121 | 50.8767 | 51.1414 | 51.406 | 51.6707 | 51.9353 | 52.1999 | 52.4646 | 52.7292 | 52.9939 | 53.2585 | 53.5231 | 53.7878 | 54.0524 | 54.317 | 54.5817 | 54.8463 | 55.111 | 55.3756 | 55.6402
Other generation | MW | SEPD | Leading the Way | Glenagnes | 0 | 0 | 0 | 0 | 0 | 0 | 0 | 0 | 0 | 0 | 0 | 0 | 0 | 0 | 0 | 0 | 0 | 0 | 0 | 0 | 0 | 0 | 0 | 0 | 0 | 0 | 0 | 0 | 0 | 0 | 0 | 0
Srg_BB001 | MW | SEPD | Leading the Way | Glenagnes | 0 | 0.11005 | 0.14527 | 0.15847 | 0.17168 | 0.18489 | 0.33016 | 0.75276 | 0.854 | 0.96406 | 1.0829 | 1.2106 | 1.2282 | 1.2458 | 1.2634 | 1.281 | 1.2986 | 1.325 | 1.3514 | 1.3779 | 1.4043 | 1.4307 | 1.4857 | 1.5407 | 1.5958 | 1.6508 | 1.7058 | 1.7058 | 1.7058 | 1.7058 | 1.7058 | 1.7058
Srg_BB002 | MW | SEPD | Leading the Way | Glenagnes | 0 | 0 | 0.00039806 | 0.00081751 | 0.0012667 | 0.0017576 | 0.0023034 | 0.0058346 | 0.0072811 | 0.0089338 | 0.010938 | 0.013196 | 0.016526 | 0.020207 | 0.024231 | 0.028596 | 0.034864 | 0.041083 | 0.048244 | 0.05669 | 0.066373 | 0.077357 | 0.082347 | 0.087322 | 0.092121 | 0.096645 | 0.099816 | 0.103 | 0.10583 | 0.10829 | 0.11037 | 0.11243
Data centres (MW) | MW | SEPD | Leading the Way | Grudie Bridge | 0 | 0 | 0 | 0 | 0 | 0 | 0 | 0 | 0 | 0 | 0 | 0 | 0 | 0 | 0 | 0 | 0 | 0 | 0 | 0 | 0 | 0 | 0 | 0 | 0 | 0 | 0 | 0 | 0 | 0 | 0 | 0
Dem_BB001a | Number of homes (cumulative) | SEPD | Leading the Way | Grudie Bridge | 0 | 18 | 19 | 20 | 20 | 20 | 20 | 20 | 20 | 20 | 20 | 20 | 20 | 20 | 20 | 20 | 20 | 20.5189 | 21.086 | 21.5856 | 22.0384 | 22.5321 | 22.8059 | 23.0309 | 23.212 | 23.3559 | 23.4738 | 23.57 | 23.648 | 23.7046 | 23.7422 | 23.76
Dem_BB002b | Floorspace (m2) (cumulative) | SEPD | Leading the Way | Grudie Bridge | 0 | 0 | 0 | 5639.4 | 10437.75 | 17263 | 18593.2 | 19923.4 | 21253.6 | 22583.8 | 23914 | 25244.2 | 26104.45 | 26604 | 26604 | 26604 | 26604 | 26604 | 26604 | 26604 | 26604 | 26604 | 26604 | 26604 | 26604 | 26604 | 26604 | 26604 | 26604 | 26604 | 26604 | 26604
Domestic direct electric heating | Number | SEPD | Leading the Way | Grudie Bridge | 1594.7822 | 1596.7243 | 1596.8329 | 1577.0606 | 1546.0195 | 1505.1631 | 1455.7696 | 1417.9831 | 1381.7583 | 1347.0365 | 1309.694 | 1284.5041 | 1284.8591 | 1284.8874 | 1278.2183 | 1271.8103 | 1265.7823 | 1259.8949 | 1253.9467 | 1248.0421 | 1242.2792 | 1236.8559 | 1231.7488 | 1226.6828 | 1221.7469 | 1216.834 | 1211.9452 | 1207.0934 | 1202.2525 | 1197.443 | 1192.6632 | 1187.9179
Gas: Hydrogen peaking | MW | SEPD | Leading the Way | Grudie Bridge | 0 | 0 | 0 | 0 | 0 | 0 | 0 | 0 | 0 | 0 | 0 | 0 | 0 | 0 | 0 | 0 | 0 | 0 | 0 | 0 | 0 | 0 | 0 | 0 | 0 | 0 | 0 | 0 | 0 | 0 | 0 | 0
Gen_BB001 | MW | SEPD | Leading the Way | Grudie Bridge | 0 | 0 | 0 | 0 | 0 | 0 | 0 | 0 | 0 | 0 | 0 | 0 | 0 | 0 | 0 | 0 | 0 | 0 | 0 | 0 | 0 | 0 | 0 | 0 | 0 | 0 | 0 | 0 | 0 | 0 | 0 | 0
Gen_BB004 | MW | SEPD | Leading the Way | Grudie Bridge | 0 | 0 | 0 | 0 | 0 | 0 | 0 | 0 | 0 | 0 | 0 | 0 | 0 | 0 | 0 | 0 | 0 | 0 | 0 | 0 | 0 | 0 | 0 | 0 | 0 | 0 | 0 | 0 | 0 | 0 | 0 | 0
Gen_BB005 | MW | SEPD | Leading the Way | Grudie Bridge | 0 | 0 | 0 | 0 | 0 | 0 | 0 | 0 | 0 | 0 | 0 | 0 | 0 | 0 | 0 | 0 | 0 | 0 | 0 | 0 | 0 | 0 | 0 | 0 | 0 | 0 | 0 | 0 | 0 | 0 | 0 | 0
Gen_BB006 | MW | SEPD | Leading the Way | Grudie Bridge | 0 | 0 | 0 | 0 | 0 | 0 | 0 | 0 | 0 | 0 | 0 | 0 | 0 | 0 | 0 | 0 | 0 | 0 | 0 | 0 | 0 | 0 | 0 | 0 | 0 | 0 | 0 | 0 | 0 | 0 | 0 | 0
Gen_BB008 | MW | SEPD | Leading the Way | Grudie Bridge | 0 | 0 | 0 | 0 | 0 | 0 | 0 | 0 | 0 | 0 | 0 | 0 | 0 | 0 | 0 | 0 | 0 | 0 | 0 | 0 | 0 | 0 | 0 | 0 | 0 | 0 | 0 | 0 | 0 | 0 | 0 | 0
Gen_BB010 | MW | SEPD | Leading the Way | Grudie Bridge | 0 | 0 | 0 | 0 | 0 | 0 | 0 | 0 | 0 | 0 | 0 | 0 | 0 | 0 | 0 | 0 | 0 | 0 | 0 | 0 | 0 | 0 | 0 | 0 | 0 | 0 | 0 | 0 | 0 | 0 | 0 | 0
Gen_BB011 | MW | SEPD | Leading the Way | Grudie Bridge | 0 | 0 | 0 | 0 | 0 | 0 | 0 | 0 | 0 | 0 | 0 | 0 | 0 | 0 | 0 | 0 | 0 | 0 | 0 | 0 | 0 | 0 | 0 | 0 | 0 | 0 | 0 | 0 | 0 | 0 | 0 | 0
Gen_BB012 | MW | SEPD | Leading the Way | Grudie Bridge | 0.03816 | 0.0396 | 0.041736 | 0.044335 | 0.047558 | 0.05098 | 0.054863 | 0.06186 | 0.067956 | 0.074672 | 0.080678 | 0.086111 | 0.091153 | 0.095911 | 0.10046 | 0.10484 | 0.11234 | 0.11905 | 0.12584 | 0.13263 | 0.13948 | 0.14639 | 0.15302 | 0.15925 | 0.1651 | 0.16935 | 0.1736 | 0.17746 | 0.18092 | 0.18399 | 0.18706 | 0.19015
Gen_BB013 | MW | SEPD | Leading the Way | Grudie Bridge | 0.66994 | 0.67445 | 0.67843 | 0.68355 | 0.68978 | 0.69695 | 0.70553 | 0.7218 | 0.73722 | 0.75584 | 0.77412 | 0.79208 | 0.81027 | 0.82966 | 0.85229 | 0.87729 | 0.94652 | 1.0098 | 1.0723 | 1.1343 | 1.1976 | 1.2642 | 1.3315 | 1.3952 | 1.4568 | 1.5059 | 1.5548 | 1.6007 | 1.6435 | 1.6833 | 1.723 | 1.7628
Gen_BB014 | MW | SEPD | Leading the Way | Grudie Bridge | 0 | 0 | 0 | 0 | 0 | 0 | 0 | 0 | 0 | 0 | 0 | 0 | 0 | 0 | 0 | 0 | 0 | 0 | 0 | 0 | 0 | 0 | 0 | 0 | 0 | 0 | 0 | 0 | 0 | 0 | 0 | 0
Gen_BB015 | MW | SEPD | Leading the Way | Grudie Bridge | 39.1 | 39.1 | 39.1 | 39.1 | 39.1 | 39.1 | 39.1 | 39.1 | 39.1 | 39.5325 | 40.0041 | 40.4826 | 41.1746 | 41.6478 | 42.1628 | 42.6913 | 43.2324 | 43.8069 | 44.4169 | 45.0647 | 61.3505 | 62.0109 | 62.6607 | 63.2689 | 63.8516 | 64.4026 | 64.9441 | 65.4802 | 66.008 | 66.5563 | 67.0932 | 67.6497
Gen_BB016 | MW | SEPD | Leading the Way | Grudie Bridge | 0.56988 | 0.56988 | 0.57046 | 0.57139 | 0.57292 | 0.58028 | 0.58484 | 0.5932 | 0.60854 | 0.63372 | 0.67793 | 0.72349 | 0.77894 | 0.82864 | 0.87832 | 0.94839 | 1 | 1.0517 | 1.5933 | 1.6341 | 1.6742 | 1.7136 | 1.7523 | 1.7902 | 1.8274 | 1.8638 | 1.8994 | 1.9354 | 1.9718 | 2.0085 | 2.0456 | 2.083
Gen_BB017 | MW | SEPD | Leading the Way | Grudie Bridge | 0 | 0 | 0 | 0 | 0 | 0 | 0 | 0 | 0 | 0 | 0 | 0 | 0 | 0 | 0 | 0 | 0 | 0 | 0 | 0 | 0 | 0 | 0 | 0 | 0 | 0 | 0 | 0 | 0 | 0 | 0 | 0
Gen_BB018 | MW | SEPD | Leading the Way | Grudie Bridge | 55.9679 | 58.0179 | 60.5179 | 60.5179 | 60.6526 | 61.4781 | 61.7662 | 62.2855 | 62.7486 | 63.2673 | 63.7293 | 64.2486 | 64.7111 | 65.231 | 65.7492 | 66.2117 | 66.7316 | 67.1588 | 67.6122 | 67.9793 | 68.3787 | 68.7554 | 69.0537 | 69.3912 | 69.7117 | 69.9611 | 70.2526 | 70.5327 | 70.8015 | 71.0037 | 71.2543 | 71.4969
Hydrogen electrolysis | MW | SEPD | Leading the Way | Grudie Bridge | 0 | 0 | 0 | 0 | 0 | 0 | 0 | 0 | 0 | 0 | 0 | 0 | 0 | 0 | 0 | 0 | 0 | 0 | 0 | 0 | 0 | 0 | 0 | 0 | 0 | 0 | 0 | 0 | 0 | 0 | 0 | 0
Lct_BB001 | Number | SEPD | Leading the Way | Grudie Bridge | 17.9789 | 29.8309 | 53.5849 | 107.9521 | 184.623 | 303.292 | 449.7548 | 616.1761 | 814.1675 | 1057.5258 | 1540.2659 | 2065.679 | 2600.1183 | 3148.2216 | 3699.95 | 4250.5009 | 4685.2121 | 5021.5678 | 5261.3778 | 5412.5228 | 5497.085 | 5440.3435 | 5366.6737 | 5272.6597 | 5162.0624 | 5016.8653 | 4847.4554 | 4655.6517 | 4440.9116 | 4201.3066 | 3934.8429 | 3642.0196
Lct_BB003 | Number | SEPD | Leading the Way | Grudie Bridge | 0 | 0 | 0 | 0 | 0 | 0 | 0 | 0 | 0 | 0 | 0 | 0 | 0 | 0 | 0 | 0 | 0 | 0 | 0 | 0 | 0 | 0 | 0 | 0 | 0 | 0 | 0 | 0 | 0 | 0 | 0 | 0
Lct_BB005 | Number | SEPD | Leading the Way | Grudie Bridge | 248.0849 | 276.6148 | 280.9756 | 343.5272 | 519.9865 | 676.4547 | 856.7362 | 1004.5641 | 1225.8855 | 1451.7665 | 1694.7204 | 2066.7859 | 2231.3193 | 2391.3783 | 2547.9382 | 2700.3341 | 2849.0399 | 2925.4843 | 2998.8837 | 3084.748 | 3126.8366 | 3169.5558 | 3191.4694 | 3213.4419 | 3255.563 | 3298.9448 | 3343.3054 | 3353.5054 | 3363.7054 | 3373.9054 | 3384.1054 | 3394.3054
Lct_BB006 | Number | SEPD | Leading the Way | Grudie Bridge | 0 | 0 | 0 | 0 | 0 | 0 | 0 | 0 | 0 | 0 | 0 | 0 | 0 | 0 | 0 | 0 | 0 | 0 | 0 | 0 | 0 | 0 | 0 | 0 | 0 | 0 | 0 | 0 | 0 | 0 | 0 | 0
Lct_BB007 | Number | SEPD | Leading the Way | Grudie Bridge | 0 | 0 | 0 | 0 | 0 | 0 | 0 | 0 | 0 | 0 | 0 | 0 | 0 | 0 | 0 | 0 | 0 | 0 | 0 | 0 | 0 | 0 | 0 | 0 | 0 | 0 | 0 | 0 | 0 | 0 | 0 | 0
Lct_BB008 | Number | SEPD | Leading the Way | Grudie Bridge | 0 | 0 | 0 | 0 | 0 | 0 | 0 | 0 | 0 | 0 | 0 | 0 | 0 | 0 | 0 | 0 | 0 | 0 | 0 | 0 | 0 | 0 | 0 | 0 | 0 | 0 | 0 | 0 | 0 | 0 | 0 | 0
Lct_BB010b | MW | SEPD | Leading the Way | Grudie Bridge | 0.077 | 0.09415 | 0.16828 | 0.4192 | 0.76723 | 1.1843 | 1.7239 | 2.4221 | 3.3072 | 4.346 | 6.4879 | 8.6716 | 11.0003 | 14.0165 | 18.6781 | 22.3229 | 23.7403 | 24.4319 | 24.9071 | 25.0847 | 25.1179 | 25.1196 | 25.1209 | 25.1217 | 25.1222 | 25.1222 | 25.1222 | 25.1222 | 25.1222 | 25.1222 | 25.1222 | 25.1222
Lct_BB011b | MW | SEPD | Leading the Way | Grudie Bridge | 0.068 | 0.071 | 0.0861 | 0.10934 | 0.13648 | 0.16755 | 0.21117 | 0.26475 | 0.32914 | 0.39188 | 0.46256 | 0.54211 | 0.63866 | 0.74242 | 0.84548 | 0.94119 | 1.0219 | 1.0832 | 1.1252 | 1.1484 | 1.158 | 1.1591 | 1.1593 | 1.1597 | 1.1604 | 1.1613 | 1.1625 | 1.1625 | 1.1625 | 1.1625 | 1.1626 | 1.1653
Lct_BB012b | MW | SEPD | Leading the Way | Grudie Bridge | 0.396 | 0.3988 | 0.40303 | 0.40902 | 0.41422 | 0.41709 | 0.41905 | 0.43066 | 0.4445 | 0.46161 | 0.48104 | 0.50261 | 0.53278 | 0.56468 | 0.59581 | 0.62422 | 0.64812 | 0.66641 | 0.67909 | 0.68656 | 0.69018 | 0.69157 | 0.69264 | 0.6934 | 0.69388 | 0.69411 | 0.69411 | 0.69411 | 0.69411 | 0.69411 | 0.69411 | 0.69411
Lct_BB013b | MW | SEPD | Leading the Way | Grudie Bridge | 0 | 0.003 | 0.00587 | 0.012 | 0.0176 | 0.02353 | 0.03552 | 0.05269 | 0.07155 | 0.08105 | 0.09059 | 0.10121 | 0.11385 | 0.12668 | 0.13894 | 0.14951 | 0.15782 | 0.16338 | 0.16637 | 0.16695 | 0.16695 | 0.16695 | 0.16695 | 0.16695 | 0.16695 | 0.16695 | 0.16695 | 0.16695 | 0.16695 | 0.16695 | 0.16695 | 0.16695
Lct_BB014 | Number | SEPD | Leading the Way | Grudie Bridge | 2.9276 | 2.9501 | 2.9512 | 2.9766 | 3.0031 | 3.0099 | 3.0359 | 3.0429 | 3.0593 | 3.0756 | 3.092 | 3.1083 | 3.1246 | 3.141 | 3.1573 | 3.1736 | 3.19 | 3.2063 | 3.2227 | 3.239 | 3.2553 | 3.2717 | 3.288 | 3.3043 | 3.3207 | 3.337 | 3.3534 | 3.3697 | 3.386 | 3.4024 | 3.4187 | 3.435
Other generation | MW | SEPD | Leading the Way | Grudie Bridge | 0 | 0 | 0 | 0 | 0 | 0 | 0 | 0 | 0 | 0 | 0 | 0 | 0 | 0 | 0 | 0 | 0 | 0 | 0 | 0 | 0 | 0 | 0 | 0 | 0 | 0 | 0 | 0 | 0 | 0 | 0 | 0
Srg_BB001 | MW | SEPD | Leading the Way | Grudie Bridge | 0 | 0.019076 | 0.056831 | 0.090215 | 0.1695 | 0.25493 | 0.4128 | 1.1357 | 1.452 | 1.7803 | 2.1064 | 2.634 | 2.7036 | 2.8039 | 2.8985 | 3.0046 | 3.2554 | 3.5953 | 3.9549 | 4.3144 | 4.7316 | 5.1651 | 5.309 | 5.4553 | 5.5952 | 5.7368 | 5.876 | 5.9466 | 6.0143 | 6.0789 | 6.143 | 6.2038
Srg_BB002 | MW | SEPD | Leading the Way | Grudie Bridge | 0 | 0 | 0.013237 | 0.026787 | 0.040785 | 0.055516 | 0.071203 | 0.16515 | 0.20112 | 0.23933 | 0.28277 | 0.32902 | 0.39388 | 0.46244 | 0.53447 | 0.6098 | 0.69197 | 0.76071 | 0.83004 | 0.90368 | 0.9811 | 1.0627 | 1.0977 | 1.1309 | 1.1616 | 1.1899 | 1.2093 | 1.2284 | 1.2452 | 1.2595 | 1.2715 | 1.2833
Data centres (MW) | MW | SEPD | Leading the Way | Inverness | 0 | 0 | 0 | 0 | 0 | 0 | 0 | 0 | 0 | 0 | 0 | 0 | 0 | 0 | 0 | 0 | 0 | 0 | 0 | 0 | 0 | 0 | 0 | 0 | 0 | 0 | 0 | 0 | 0 | 0 | 0 | 0
Dem_BB001a | Number of homes (cumulative) | SEPD | Leading the Way | Inverness | 0 | 396.5722 | 794.0624 | 1132.4036 | 1482.7913 | 1846.1034 | 2170.5659 | 2527.8538 | 2841.8929 | 3161.3391 | 3474.2918 | 3800.9632 | 4134.3189 | 4419.1874 | 4674.9196 | 4837.451 | 4965.451 | 5075.5178 | 5185.8688 | 5276.8215 | 5349.4974 | 5406.7904 | 5447.062 | 5472.1067 | 5483.9479 | 5484.6161 | 5485.1637 | 5485.6104 | 5485.9724 | 5486.2354 | 5486.4101 | 5486.493
Dem_BB002b | Floorspace (m2) (cumulative) | SEPD | Leading the Way | Inverness | 0 | 0 | 19519.08 | 51538.352 | 100956.1857 | 146803.4143 | 184677.863 | 202304.375 | 220336.037 | 233911.049 | 247486.061 | 261061.073 | 272037.5233 | 278345.5467 | 281438.55 | 282248.85 | 282654 | 282654 | 282654 | 282654 | 282654 | 282654 | 282654 | 282654 | 282654 | 282654 | 282654 | 282654 | 282654 | 282654 | 282654 | 282654
Domestic direct electric heating | Number | SEPD | Leading the Way | Inverness | 5736.7859 | 5779.5629 | 5822.3258 | 5812.8805 | 5734.1788 | 5595.1899 | 5390.5284 | 5179.8858 | 4962.5271 | 4751.9521 | 4551.2273 | 4412.2496 | 4298.6272 | 4257.176 | 4240.7319 | 4214.2751 | 4188.0391 | 4161.7577 | 4134.6448 | 4106.1055 | 4076.2838 | 4045.6707 | 4016.1071 | 3985.6584 | 3954.6067 | 3923.0865 | 3891.8425 | 3861.1776 | 3831.1766 | 3801.5978 | 3772.2548 | 3743.2553
Gas: Hydrogen peaking | MW | SEPD | Leading the Way | Inverness | 0 | 0 | 0 | 0 | 0 | 0 | 0 | 0 | 0 | 0 | 0 | 0 | 0 | 0 | 0 | 0 | 0 | 0 | 0 | 0 | 0 | 0 | 0 | 0 | 0 | 0 | 0 | 0 | 0 | 0 | 0 | 0
Gen_BB001 | MW | SEPD | Leading the Way | Inverness | 0.35 | 0.35 | 0.35 | 0.35 | 0.35 | 0.35 | 0.35 | 0.12 | 0.12 | 0.12 | 0.12 | 0 | 0 | 0 | 0 | 0 | 0 | 0 | 0 | 0 | 0 | 0 | 0 | 0 | 0 | 0 | 0 | 0 | 0 | 0 | 0 | 0
Gen_BB004 | MW | SEPD | Leading the Way | Inverness | 0.24 | 0.24 | 0.24 | 0.24 | 0.24 | 0.24 | 0.24 | 0.24 | 0.24 | 0.24 | 0.24 | 0.24 | 0.24 | 0.24 | 0.24 | 0.24 | 0.24 | 0.24 | 0.24 | 0.24 | 0.24 | 0.24 | 0.24 | 0.24 | 0.24 | 0.24 | 0.24 | 0.24 | 0.24 | 0.24 | 0.24 | 0.24
Gen_BB005 | MW | SEPD | Leading the Way | Inverness | 0 | 0 | 0 | 0 | 0 | 0 | 0 | 0 | 0 | 0 | 0 | 0 | 0 | 0 | 0 | 0 | 0 | 0 | 0 | 0 | 0 | 0 | 0 | 0 | 0 | 0 | 0 | 0 | 0 | 0 | 0 | 0
Gen_BB006 | MW | SEPD | Leading the Way | Inverness | 0 | 1.2 | 1.2 | 1.2 | 1.2 | 1.2 | 1.2 | 1.2 | 1.2 | 1.2 | 1.2 | 1.2 | 1.2 | 1.2 | 1.2 | 1.2 | 1.2 | 1.2 | 1.2 | 1.2 | 1.2 | 0 | 0 | 0 | 0 | 0 | 0 | 0 | 0 | 0 | 0 | 0
Gen_BB008 | MW | SEPD | Leading the Way | Inverness | 0 | 0 | 0 | 0 | 0 | 0 | 0 | 0 | 0 | 0 | 0 | 0 | 0 | 0 | 0 | 0 | 0 | 0 | 0 | 0 | 0 | 0 | 0 | 0 | 0 | 0 | 0 | 0 | 0 | 0 | 0 | 0
Gen_BB010 | MW | SEPD | Leading the Way | Inverness | 0 | 0 | 0 | 0 | 0 | 0 | 0 | 0 | 0 | 0 | 0 | 0 | 0 | 0 | 0 | 0 | 0 | 0 | 0 | 0 | 0 | 0 | 0 | 0 | 0 | 0 | 0 | 0 | 0 | 0 | 0 | 0
Gen_BB011 | MW | SEPD | Leading the Way | Inverness | 0 | 0 | 0 | 0 | 0 | 0 | 0 | 0 | 0 | 0 | 0 | 0 | 0 | 0 | 0 | 0 | 0 | 0 | 0 | 0 | 0 | 0 | 0 | 0 | 0 | 0 | 0 | 0 | 0 | 0 | 0 | 0
Gen_BB012 | MW | SEPD | Leading the Way | Inverness | 0.21833 | 0.66818 | 0.6758 | 0.68578 | 0.69928 | 0.71504 | 0.73479 | 0.77586 | 0.81789 | 0.8714 | 0.92611 | 0.98147 | 1.0372 | 1.0934 | 1.1502 | 1.2076 | 1.2619 | 1.3102 | 1.3588 | 1.4071 | 1.4556 | 1.5044 | 1.551 | 1.5949 | 1.6359 | 1.6658 | 1.6958 | 1.723 | 1.7474 | 1.7691 | 1.7909 | 1.8128
Gen_BB013 | MW | SEPD | Leading the Way | Inverness | 2.2037 | 2.3075 | 2.4757 | 2.6862 | 2.9647 | 3.2978 | 3.6758 | 4.2967 | 4.9015 | 5.6169 | 6.3428 | 7.0956 | 7.8655 | 8.6106 | 9.3528 | 10.0106 | 10.622 | 11.175 | 11.7228 | 12.2552 | 12.7762 | 13.2843 | 13.7819 | 14.2445 | 14.6749 | 15.0133 | 15.3532 | 15.6742 | 15.9741 | 16.2552 | 16.5368 | 16.8189
Gen_BB014 | MW | SEPD | Leading the Way | Inverness | 0 | 0 | 0 | 0 | 0 | 0 | 0 | 0 | 0 | 0 | 0 | 0 | 0 | 0 | 0 | 0 | 0 | 0 | 0 | 0 | 0 | 0 | 0 | 0 | 0 | 0 | 0 | 0 | 0 | 0 | 0 | 0
Gen_BB015 | MW | SEPD | Leading the Way | Inverness | 60 | 60 | 60 | 60 | 60 | 60 | 60 | 60 | 60 | 61.337 | 62.795 | 64.2742 | 66.4134 | 67.8764 | 69.4686 | 71.1023 | 72.775 | 98.551 | 100.437 | 102.4395 | 104.436 | 106.4774 | 108.4863 | 110.3667 | 112.168 | 113.8715 | 115.5455 | 117.2027 | 118.8343 | 120.5296 | 122.1892 | 123.9096
Gen_BB016 | MW | SEPD | Leading the Way | Inverness | 0.71604 | 0.71604 | 0.71782 | 0.7207 | 0.72543 | 0.74818 | 0.76227 | 0.78813 | 0.83556 | 0.9134 | 1.0501 | 1.1909 | 1.3623 | 1.516 | 1.6696 | 2.3862 | 2.5458 | 2.7057 | 2.8341 | 2.9603 | 3.0843 | 3.206 | 3.3256 | 3.4429 | 3.5578 | 3.6704 | 3.7806 | 3.8918 | 4.0042 | 4.1177 | 4.2323 | 4.3481
Gen_BB017 | MW | SEPD | Leading the Way | Inverness | 0 | 0 | 0 | 0 | 0 | 0 | 0 | 0 | 0 | 0 | 0 | 0 | 0 | 0 | 0 | 0 | 0 | 0 | 0 | 0 | 0 | 0 | 0 | 0 | 0 | 0 | 0 | 0 | 0 | 0 | 0 | 0
Gen_BB018 | MW | SEPD | Leading the Way | Inverness | 6.95 | 7.05 | 7.05 | 7.05 | 7.0735 | 7.2175 | 7.2677 | 7.3583 | 7.4391 | 7.5296 | 7.6102 | 7.7008 | 7.7814 | 7.8721 | 7.9625 | 8.0432 | 8.1339 | 8.2084 | 8.2875 | 8.3515 | 8.4212 | 8.4869 | 8.5389 | 8.5978 | 8.6537 | 8.6972 | 8.7481 | 8.7969 | 8.8438 | 8.8791 | 8.9228 | 8.9651
Hydrogen electrolysis | MW | SEPD | Leading the Way | Inverness | 0 | 0 | 0 | 0 | 0 | 0 | 0 | 0 | 0 | 0 | 0 | 0 | 0 | 0 | 0 | 0 | 0 | 0 | 0 | 0 | 0 | 0 | 0 | 0 | 0 | 0 | 0 | 0 | 0 | 0 | 0 | 0
Lct_BB001 | Number | SEPD | Leading the Way | Inverness | 122.1987 | 202.9923 | 364.2339 | 739.5389 | 1274.9644 | 2244.6501 | 3381.3051 | 4638.1107 | 6083.9044 | 7802.3216 | 10129.883 | 13025.8439 | 16041.6083 | 19238.786 | 22484.2992 | 25714.5618 | 28546.0301 | 30812.1091 | 32509.8978 | 33675.6679 | 34436.9324 | 34322.2436 | 34095.5701 | 33733.7149 | 33259.8113 | 32556.4542 | 31686.9156 | 30658.4406 | 29465.7128 | 28092.6936 | 26522.6766 | 24734.0686
Lct_BB003 | Number | SEPD | Leading the Way | Inverness | 0 | 0 | 0 | 0 | 0 | 0 | 0 | 0 | 0 | 0 | 0 | 0 | 0 | 0 | 0 | 0 | 0 | 0 | 0 | 0 | 0 | 0 | 0 | 0 | 0 | 0 | 0 | 0 | 0 | 0 | 0 | 0
Lct_BB005 | Number | SEPD | Leading the Way | Inverness | 274.9233 | 425.3303 | 474.5523 | 945.3623 | 1869.4523 | 2754.1703 | 3568.8067 | 4579.2536 | 5721.413 | 6878.5652 | 8126.1994 | 9544.28 | 10498.757 | 11437.7105 | 12378.3308 | 13271.7651 | 14172.9559 | 14866.4622 | 15656.4793 | 16714.3091 | 17739.0888 | 19085.4957 | 19826.0103 | 20562.4523 | 21244.5031 | 21925.0282 | 22608.1597 | 22677.7597 | 22746.7597 | 22816.3597 | 22885.9597 | 22955.5597
Lct_BB006 | Number | SEPD | Leading the Way | Inverness | 0 | 0 | 63.1977 | 125.5816 | 187.1484 | 247.8933 | 307.8247 | 435.6894 | 561.4893 | 685.23 | 806.9084 | 952.0632 | 1283.9049 | 1612.0588 | 1936.5219 | 2257.2906 | 2574.3724 | 2953.5078 | 3328.2255 | 3698.534 | 4064.4222 | 4425.8966 | 4626.7922 | 4826.3342 | 5024.5202 | 5221.3499 | 5416.823 | 5416.823 | 5416.823 | 5416.823 | 5416.823 | 5416.823
Lct_BB007 | Number | SEPD | Leading the Way | Inverness | 101.2377 | 131.7349 | 129.0663 | 214.8409 | 400.0231 | 538.4503 | 680.8395 | 822.5033 | 1013.6717 | 1206.7781 | 1418.9797 | 1667.7898 | 1791.5608 | 1913.7403 | 2034.3291 | 2153.3282 | 2270.7386 | 2341.2804 | 2416.7215 | 2515.1644 | 2590.0489 | 2682.2781 | 2720.4974 | 2769.5536 | 2818.8346 | 2868.3402 | 2918.0706 | 2919.3155 | 2921.4626 | 2923.9103 | 2926.6588 | 2929.708
Lct_BB008 | Number | SEPD | Leading the Way | Inverness | 0 | 0 | 4.4095 | 8.7619 | 13.0573 | 17.2957 | 21.4773 | 30.3984 | 39.1756 | 47.809 | 56.2985 | 64.6441 | 83.7233 | 102.5902 | 121.2449 | 139.6875 | 157.9178 | 179.716 | 201.2603 | 222.5507 | 243.5872 | 264.3698 | 275.9202 | 287.3926 | 298.7871 | 310.1036 | 321.3422 | 321.3422 | 321.3422 | 321.3422 | 321.3422 | 321.3422
Lct_BB010b | MW | SEPD | Leading the Way | Inverness | 0.378 | 0.83541 | 1.5434 | 3.084 | 5.2526 | 7.8433 | 11.4482 | 15.6421 | 20.6901 | 27.4952 | 37.2167 | 46.9089 | 58.8248 | 73.9084 | 88.6455 | 101.5989 | 110.4948 | 115.6175 | 119.8301 | 121.2825 | 121.9988 | 122.0985 | 122.1718 | 122.2196 | 122.247 | 122.247 | 122.247 | 122.247 | 122.247 | 122.247 | 122.247 | 122.247
Lct_BB011b | MW | SEPD | Leading the Way | Inverness | 0.14 | 0.2426 | 0.35222 | 0.64782 | 0.98011 | 1.3664 | 2.0157 | 2.9653 | 4.1394 | 5.0371 | 6.0175 | 7.1409 | 8.2305 | 9.4097 | 10.604 | 11.7171 | 12.6704 | 13.4056 | 13.9137 | 14.203 | 14.333 | 14.3711 | 14.3787 | 14.3931 | 14.4147 | 14.4461 | 14.489 | 14.489 | 14.489 | 14.489 | 14.4897 | 14.5839
Lct_BB012b | MW | SEPD | Leading the Way | Inverness | 0.386 | 0.5293 | 0.67644 | 1.0014 | 1.3733 | 1.777 | 2.299 | 2.9196 | 3.6536 | 4.4824 | 5.4313 | 6.495 | 7.9732 | 9.5678 | 11.1636 | 12.668 | 13.9752 | 15.0252 | 15.8043 | 16.3286 | 16.657 | 16.6918 | 16.7187 | 16.7377 | 16.7497 | 16.7554 | 16.7554 | 16.7554 | 16.7554 | 16.7554 | 16.7554 | 16.7554
Lct_BB013b | MW | SEPD | Leading the Way | Inverness | 0 | 0 | 0 | 0 | 0 | 0 | 0 | 0 | 0 | 0 | 0 | 0 | 0 | 0 | 0 | 0 | 0 | 0 | 0 | 0 | 0 | 0 | 0 | 0 | 0 | 0 | 0 | 0 | 0 | 0 | 0 | 0
Lct_BB014 | Number | SEPD | Leading the Way | Inverness | 50.7303 | 51.1196 | 51.14 | 51.5794 | 52.0388 | 52.1561 | 52.6072 | 52.7289 | 53.012 | 53.2952 | 53.5783 | 53.8614 | 54.1445 | 54.4276 | 54.7107 | 54.9938 | 55.2769 | 55.56 | 55.8431 | 56.1262 | 56.4093 | 56.6925 | 56.9756 | 57.2587 | 57.5418 | 57.8249 | 58.108 | 58.3911 | 58.6742 | 58.9573 | 59.2404 | 59.5235
Other generation | MW | SEPD | Leading the Way | Inverness | 0 | 0 | 0 | 0 | 0 | 0 | 0 | 0 | 0 | 0 | 0 | 0 | 0 | 0 | 0 | 0 | 0 | 0 | 0 | 0 | 0 | 0 | 0 | 0 | 0 | 0 | 0 | 0 | 0 | 0 | 0 | 0
Srg_BB001 | MW | SEPD | Leading the Way | Inverness | 0 | 0.30154 | 0.46635 | 0.56965 | 0.67884 | 0.79385 | 1.3177 | 3.1022 | 3.6725 | 4.2861 | 4.9297 | 5.8227 | 5.9453 | 6.1061 | 6.2636 | 6.4388 | 6.8018 | 7.3916 | 8.0232 | 8.6645 | 9.3213 | 10.0409 | 10.4072 | 10.7846 | 11.154 | 11.5285 | 11.9012 | 12.0232 | 12.1412 | 12.2547 | 12.3679 | 12.4762
Srg_BB002 | MW | SEPD | Leading the Way | Inverness | 0 | 0 | 0.046164 | 0.095425 | 0.14897 | 0.20839 | 0.27549 | 0.72154 | 0.90817 | 1.1259 | 1.3944 | 1.7012 | 2.1588 | 2.6694 | 3.2324 | 3.8473 | 4.5103 | 5.06 | 5.6099 | 6.1897 | 6.7951 | 7.4294 | 7.6994 | 7.9547 | 8.1905 | 8.4068 | 8.5546 | 8.7001 | 8.8271 | 8.9359 | 9.0266 | 9.1158
Data centres (MW) | MW | SEPD | Leading the Way | Keith | 0 | 0 | 0 | 0 | 0 | 0 | 0 | 0 | 0 | 0 | 0 | 0 | 0 | 0 | 0 | 0 | 0 | 0 | 0 | 0 | 0 | 0 | 0 | 0 | 0 | 0 | 0 | 0 | 0 | 0 | 0 | 0
Dem_BB001a | Number of homes (cumulative) | SEPD | Leading the Way | Keith | 0 | 129.4708 | 269.7366 | 379.5278 | 477.9036 | 584.6836 | 702.522 | 818.3206 | 923.0626 | 1002.8973 | 1074.6196 | 1146.5988 | 1205.3273 | 1255.3273 | 1300.3273 | 1346.3273 | 1373.3273 | 1395.1037 | 1417.1375 | 1432.8106 | 1444.2332 | 1453.3841 | 1459.577 | 1464.557 | 1468.346 | 1469.9729 | 1470.4866 | 1470.9056 | 1471.2452 | 1471.4919 | 1471.6558 | 1471.7335
Dem_BB002b | Floorspace (m2) (cumulative) | SEPD | Leading the Way | Keith | 0 | 5223.897 | 8037.547 | 12771.4407 | 20610.5174 | 21822.2773 | 27954.2202 | 29458.7957 | 41253.4323 | 48985.6299 | 55665.9887 | 58798.9585 | 61556.1232 | 63595.0449 | 65633.5335 | 76411.564 | 80003.2334 | 81637.4417 | 82824.1889 | 83688.425 | 84552.65 | 85415.725 | 86278.75 | 87141.75 | 87242.25 | 87242.65 | 87242.95 | 87243.15 | 87243.25 | 87243.25 | 87243.25 | 87243.25
Domestic direct electric heating | Number | SEPD | Leading the Way | Keith | 3326.1545 | 3340.1918 | 3355.4212 | 3315.3717 | 3230.5281 | 3109.3318 | 2958.0021 | 2823.5116 | 2690.114 | 2556.004 | 2429.054 | 2338.1253 | 2301.1329 | 2288.492 | 2272.7708 | 2258.1892 | 2243.3483 | 2228.881 | 2213.85 | 2198.7435 | 2184.3583 | 2170.3183 | 2158.2269 | 2146.2742 | 2134.6596 | 2123.1847 | 2111.661 | 2100.1025 | 2088.401 | 2076.7513 | 2065.3742 | 2054.5127
Gas: Hydrogen peaking | MW | SEPD | Leading the Way | Keith | 0 | 0 | 0 | 0 | 0 | 0 | 0 | 0 | 0 | 0 | 0 | 0 | 0 | 0 | 0 | 0 | 0 | 0 | 0 | 0 | 0.001 | 0.001 | 0.001 | 0.001 | 0.001 | 0.001 | 0.001 | 0.051 | 0.051 | 0.051 | 0.051 | 0.051
Gen_BB001 | MW | SEPD | Leading the Way | Keith | 0.05 | 0.05 | 0.05 | 0.05 | 0.05 | 0.05 | 0.05 | 0.05 | 0.05 | 0.05 | 0.05 | 0.05 | 0.05 | 0.05 | 0.05 | 0.05 | 0.05 | 0 | 0 | 0 | 0 | 0 | 0 | 0 | 0 | 0 | 0 | 0 | 0 | 0 | 0 | 0
Gen_BB004 | MW | SEPD | Leading the Way | Keith | 1.55 | 1.55 | 1.55 | 3.85 | 3.85 | 3.85 | 3.85 | 3.85 | 3.85 | 3.85 | 3.85 | 3.85 | 3.85 | 3.85 | 3.85 | 3.85 | 3.85 | 3.85 | 3.85 | 2.85 | 2.85 | 2.85 | 2.85 | 2.85 | 2.85 | 2.85 | 2.85 | 2.85 | 2.85 | 2.85 | 2.85 | 2.85
Gen_BB005 | MW | SEPD | Leading the Way | Keith | 0 | 0 | 0 | 0 | 0 | 0 | 0 | 0 | 0 | 0 | 0 | 0 | 0 | 0 | 0 | 0 | 0 | 0 | 0 | 0 | 0 | 0 | 0 | 0 | 0 | 0 | 0 | 0 | 0 | 0 | 0 | 0
Gen_BB006 | MW | SEPD | Leading the Way | Keith | 0.001 | 0.001 | 0.001 | 0.001 | 0.001 | 0.001 | 0.001 | 0.001 | 0.001 | 0.001 | 0.001 | 0.001 | 0.001 | 0.001 | 0.001 | 0.001 | 0.001 | 0.001 | 0.001 | 0.001 | 0 | 0 | 0 | 0 | 0 | 0 | 0 | 0 | 0 | 0 | 0 | 0
Gen_BB008 | MW | SEPD | Leading the Way | Keith | 0 | 0 | 0 | 0 | 0 | 0 | 0 | 0 | 0 | 0 | 0 | 0 | 0 | 0 | 0 | 0 | 0 | 0 | 0 | 0 | 0 | 0 | 0 | 0 | 0 | 0 | 0 | 0 | 0 | 0 | 0 | 0
Gen_BB010 | MW | SEPD | Leading the Way | Keith | 23.499 | 23.499 | 23.499 | 23.499 | 23.499 | 23.499 | 23.499 | 23.499 | 23.499 | 23.499 | 15.5 | 15.5 | 15.5 | 15.5 | 15.5 | 15.5 | 0.5 | 0.5 | 0.5 | 0.5 | 0.5 | 0.5 | 0.5 | 4.5 | 4.5 | 4.5 | 4.5 | 4.5 | 4.5 | 4.5 | 4.5 | 4.5
Gen_BB011 | MW | SEPD | Leading the Way | Keith | 0 | 0 | 0 | 0 | 0 | 0 | 0 | 0 | 0 | 0 | 0 | 0 | 0 | 0 | 0 | 0 | 0 | 0 | 0 | 0 | 0 | 0 | 0 | 0 | 0 | 0 | 0 | 0 | 0 | 0 | 0 | 0
Gen_BB012 | MW | SEPD | Leading the Way | Keith | 0.791 | 0.80155 | 0.81718 | 0.8362 | 0.85979 | 0.88483 | 0.91322 | 3.1373 | 5.3464 | 7.9814 | 11.0152 | 14.4372 | 18.6908 | 23.3564 | 27.6647 | 32.1455 | 36.8907 | 41.9287 | 46.3205 | 50.0752 | 52.5999 | 54.1915 | 55.7668 | 57.3447 | 60.4326 | 63.4936 | 66.5555 | 69.3107 | 71.7602 | 73.9043 | 75.7501 | 77.2978
Gen_BB013 | MW | SEPD | Leading the Way | Keith | 4.9059 | 4.9384 | 4.9924 | 5.0575 | 5.138 | 5.237 | 5.3612 | 5.5477 | 5.7284 | 5.9209 | 6.1097 | 6.301 | 6.4933 | 6.7036 | 6.9251 | 7.1608 | 7.5717 | 7.9454 | 8.3151 | 8.6822 | 9.0491 | 9.4189 | 9.7954 | 10.1553 | 10.5013 | 10.7837 | 11.0655 | 11.3314 | 11.5816 | 11.8161 | 12.051 | 12.2863
Gen_BB014 | MW | SEPD | Leading the Way | Keith | 0 | 0 | 0 | 0 | 0 | 0 | 0 | 0 | 0 | 0 | 0 | 0 | 0 | 0 | 0 | 0 | 0 | 0 | 0 | 0 | 0 | 0 | 0 | 0 | 0 | 0 | 0 | 0 | 0 | 0 | 0 | 0
Gen_BB015 | MW | SEPD | Leading the Way | Keith | 273.74 | 279.34 | 286.34 | 307.34 | 322.34 | 399.34 | 445.74 | 468.14 | 473.04 | 475.8258 | 483.4637 | 491.2459 | 515.0232 | 524.9714 | 528.2891 | 558.343 | 566.5283 | 589.625 | 595.9546 | 602.5271 | 606.6871 | 611.9906 | 616.1764 | 620.0944 | 623.8477 | 627.3972 | 630.8852 | 634.338 | 637.7377 | 641.2701 | 644.7281 | 648.3129
Gen_BB016 | MW | SEPD | Leading the Way | Keith | 20.6312 | 20.6312 | 20.6349 | 20.6408 | 20.6507 | 20.6981 | 20.7275 | 20.7814 | 20.8802 | 21.0424 | 22.2221 | 22.5156 | 22.8728 | 23.3359 | 23.8559 | 31.2673 | 38.578 | 42.4411 | 44.1835 | 44.4465 | 44.7049 | 44.9586 | 45.2076 | 45.452 | 45.6915 | 45.9261 | 46.1556 | 46.3875 | 46.6216 | 46.8581 | 47.0969 | 47.3381
Gen_BB017 | MW | SEPD | Leading the Way | Keith | 0 | 0 | 0 | 0 | 0 | 0 | 0 | 0 | 0 | 0 | 0 | 0 | 0 | 0 | 0 | 0 | 0 | 0 | 0 | 0 | 0 | 0 | 0 | 0 | 0 | 0 | 0 | 0 | 0 | 0 | 0 | 0
Gen_BB018 | MW | SEPD | Leading the Way | Keith | 0.10399 | 0.10399 | 0.10399 | 0.10399 | 0.10418 | 0.10534 | 0.10574 | 0.10647 | 0.10713 | 0.10785 | 0.1085 | 0.10923 | 0.10988 | 0.11061 | 0.11134 | 0.11199 | 0.11272 | 0.11332 | 0.11396 | 0.11448 | 0.11504 | 0.11557 | 0.11599 | 0.11646 | 0.11691 | 0.11726 | 0.11767 | 0.11807 | 0.11844 | 0.11873 | 0.11908 | 0.11942
Hydrogen electrolysis | MW | SEPD | Leading the Way | Keith | 0 | 0 | 0 | 0 | 0 | 0 | 0 | 0 | 0 | 0 | 0 | 0 | 0 | 0 | 0 | 0 | 0 | 0 | 0 | 0 | 0 | 0 | 0 | 0 | 0 | 0 | 0 | 0 | 0 | 0 | 0 | 0
Lct_BB001 | Number | SEPD | Leading the Way | Keith | 119.062 | 197.949 | 361.5152 | 733.0028 | 1258.7225 | 2138.6806 | 3201.784 | 4399.9379 | 5808.8407 | 7519.7912 | 10454.4644 | 13808.6403 | 17272.1116 | 20893 | 24580.1678 | 28289.2106 | 31403.7902 | 33925.3736 | 35849.4092 | 37209.6285 | 38133.6134 | 38123.7717 | 37975.0578 | 37661.8737 | 37210.1136 | 36478.5301 | 35479.5168 | 34321.2684 | 33000.1324 | 31501.9525 | 29811.7695 | 27923.4223
Lct_BB003 | Number | SEPD | Leading the Way | Keith | 5.7697 | 6.6546 | 13.2547 | 22.1883 | 32.6346 | 46.6603 | 74.4875 | 139.139 | 224.7297 | 295.6188 | 382.1739 | 483.7387 | 570.5286 | 670.2366 | 779.9939 | 891.4344 | 997.4547 | 1089.6155 | 1164.1649 | 1219.0988 | 1258.2932 | 1287.3605 | 1306.674 | 1322.7956 | 1337.0649 | 1351.438 | 1366.7593 | 1360.5163 | 1357.6257 | 1357.8272 | 1360.8036 | 1366.1612
Lct_BB005 | Number | SEPD | Leading the Way | Keith | 310.6324 | 389.4514 | 409.9568 | 620.1672 | 1113.4405 | 1620.7231 | 2180.7948 | 2764.1072 | 3569.7325 | 4381.6089 | 5271.745 | 6917.1602 | 7778.255 | 8639.6986 | 9497.2498 | 10354.5891 | 11202.5305 | 11761.0397 | 12368.9599 | 13168.6822 | 13843.9607 | 14709.5609 | 15181.5754 | 15656.157 | 16154.7143 | 16661.37 | 17174.3122 | 17237.9122 | 17301.5122 | 17365.1122 | 17428.7122 | 17492.3122
Lct_BB006 | Number | SEPD | Leading the Way | Keith | 0 | 0 | 16.9051 | 33.5935 | 50.063 | 66.313 | 82.3462 | 116.5514 | 150.2037 | 183.3047 | 215.8544 | 296.2547 | 480.0576 | 661.8161 | 841.531 | 1019.2009 | 1194.8258 | 1404.822 | 1612.3744 | 1817.4809 | 2020.1398 | 2220.3521 | 2331.6262 | 2442.1465 | 2551.9195 | 2660.9396 | 2769.2092 | 2769.2092 | 2769.2092 | 2769.2092 | 2769.2092 | 2769.2092
Lct_BB007 | Number | SEPD | Leading the Way | Keith | 75.845 | 98.6928 | 96.6935 | 160.9537 | 299.6876 | 403.394 | 510.0685 | 616.1996 | 759.4182 | 904.0888 | 1063.065 | 1249.4673 | 1342.1935 | 1433.7274 | 1524.0696 | 1613.2208 | 1701.1817 | 1754.0299 | 1810.5485 | 1884.2995 | 1940.4011 | 2009.4969 | 2038.1299 | 2074.8815 | 2111.8015 | 2148.8899 | 2186.1467 | 2187.0793 | 2188.6878 | 2190.5215 | 2192.5806 | 2194.8649
Lct_BB008 | Number | SEPD | Leading the Way | Keith | 0 | 0 | 3.3034 | 6.5642 | 9.7823 | 12.9576 | 16.0903 | 22.7738 | 29.3495 | 35.8174 | 42.1776 | 48.4299 | 62.7235 | 76.8581 | 90.8338 | 104.6505 | 118.3082 | 134.6389 | 150.7793 | 166.7295 | 182.4895 | 198.0593 | 206.7125 | 215.3074 | 223.8439 | 232.3219 | 240.7415 | 240.7415 | 240.7415 | 240.7415 | 240.7415 | 240.7415
Lct_BB010b | MW | SEPD | Leading the Way | Keith | 0.66 | 0.86267 | 1.351 | 2.7409 | 4.896 | 7.6506 | 11.5783 | 15.9491 | 20.817 | 27.9132 | 41.1544 | 54.7216 | 72.6751 | 90.1072 | 103.5547 | 116.7664 | 125.0452 | 129.6065 | 132.7471 | 133.8828 | 134.3546 | 134.3826 | 134.4033 | 134.4167 | 134.4244 | 134.4244 | 134.4244 | 134.4244 | 134.4244 | 134.4244 | 134.4244 | 134.4244
Lct_BB011b | MW | SEPD | Leading the Way | Keith | 0.023 | 0.0805 | 0.20796 | 0.46625 | 0.75649 | 1.0939 | 1.6621 | 2.4941 | 3.5227 | 4.3086 | 5.1658 | 6.1488 | 7.0996 | 8.1281 | 9.1711 | 10.1433 | 10.9758 | 11.6172 | 12.0618 | 12.3144 | 12.4285 | 12.462 | 12.4687 | 12.4814 | 12.5006 | 12.5282 | 12.5657 | 12.5657 | 12.5657 | 12.5657 | 12.5662 | 12.6492
Lct_BB012b | MW | SEPD | Leading the Way | Keith | 0.514 | 0.5352 | 0.55636 | 0.59194 | 0.62324 | 0.64164 | 0.65419 | 0.72392 | 0.80662 | 0.90886 | 1.0257 | 1.1547 | 1.3362 | 1.528 | 1.7152 | 1.8873 | 2.0318 | 2.1431 | 2.2208 | 2.2679 | 2.2919 | 2.3012 | 2.3084 | 2.3135 | 2.3167 | 2.3182 | 2.3182 | 2.3182 | 2.3182 | 2.3182 | 2.3182 | 2.3182
Lct_BB013b | MW | SEPD | Leading the Way | Keith | 0.136 | 0.1526 | 0.16914 | 0.20369 | 0.23525 | 0.26875 | 0.33642 | 0.43336 | 0.53978 | 0.59345 | 0.64727 | 0.70726 | 0.77854 | 0.85091 | 0.92009 | 0.97977 | 1.0266 | 1.058 | 1.0748 | 1.078 | 1.078 | 1.078 | 1.078 | 1.078 | 1.078 | 1.078 | 1.078 | 1.078 | 1.078 | 1.078 | 1.078 | 1.078
Lct_BB014 | Number | SEPD | Leading the Way | Keith | 25.1108 | 25.3035 | 25.3136 | 25.5311 | 25.7585 | 25.8166 | 26.0399 | 26.1001 | 26.2403 | 26.3804 | 26.5205 | 26.6607 | 26.8008 | 26.9409 | 27.0811 | 27.2212 | 27.3613 | 27.5015 | 27.6416 | 27.7817 | 27.9219 | 28.062 | 28.2021 | 28.3423 | 28.4824 | 28.6226 | 28.7627 | 28.9028 | 29.043 | 29.1831 | 29.3232 | 29.4634
Other generation | MW | SEPD | Leading the Way | Keith | 0.199 | 0.199 | 0.199 | 0.398 | 0.398 | 0.398 | 0.398 | 0.398 | 0.398 | 0.398 | 0.398 | 0.398 | 0.398 | 0.398 | 0.398 | 0.398 | 0.398 | 0.398 | 0.398 | 0.398 | 0.398 | 0.398 | 0.398 | 0.398 | 0.398 | 0.398 | 0.398 | 0.398 | 0.398 | 0.398 | 0.398 | 0.398
Srg_BB001 | MW | SEPD | Leading the Way | Keith | 0 | 0.35877 | 0.70537 | 0.99283 | 1.3147 | 1.7308 | 2.869 | 7.7547 | 9.7651 | 11.851 | 13.9521 | 17.1399 | 18.2458 | 19.5204 | 20.7593 | 22.0833 | 24.2202 | 26.5325 | 28.9498 | 31.3605 | 33.791 | 36.3031 | 37.2142 | 38.1362 | 39.0243 | 39.9181 | 40.7975 | 41.1417 | 41.4711 | 41.7848 | 42.0952 | 42.3897
Srg_BB002 | MW | SEPD | Leading the Way | Keith | 0 | 0 | 0.096917 | 0.19611 | 0.29858 | 0.40639 | 0.52117 | 1.2083 | 1.4714 | 1.7506 | 2.0681 | 2.4059 | 2.8794 | 3.3798 | 3.9054 | 4.455 | 5.0438 | 5.5296 | 6.0133 | 6.5211 | 7.0494 | 7.6009 | 7.8349 | 8.0556 | 8.2589 | 8.4451 | 8.5721 | 8.697 | 8.806 | 8.8992 | 8.9768 | 9.0532
Data centres (MW) | MW | SEPD | Leading the Way | Killin | 0 | 0 | 0 | 0 | 0 | 0 | 0 | 0 | 0 | 0 | 0 | 0 | 0 | 0 | 0 | 0 | 0 | 0 | 0 | 0 | 0 | 0 | 0 | 0 | 0 | 0 | 0 | 0 | 0 | 0 | 0 | 0
Dem_BB001a | Number of homes (cumulative) | SEPD | Leading the Way | Killin | 0 | 0 | 0 | 0 | 0 | 0 | 0 | 0 | 0 | 0 | 0 | 0 | 0 | 0 | 0 | 0 | 0 | 0.1823 | 0.38149 | 0.55701 | 0.71607 | 0.92226 | 1.0366 | 1.1306 | 1.2062 | 1.2663 | 1.3155 | 1.3557 | 1.3883 | 1.4119 | 1.4276 | 1.4351
Dem_BB002b | Floorspace (m2) (cumulative) | SEPD | Leading the Way | Killin | 0 | 0 | 0 | 0 | 0 | 0 | 0 | 0 | 0 | 0 | 0 | 0 | 0 | 0 | 0 | 0 | 0 | 0 | 0 | 0 | 0 | 0 | 0 | 0 | 0 | 0 | 0 | 0 | 0 | 0 | 0 | 0
Domestic direct electric heating | Number | SEPD | Leading the Way | Killin | 525.4414 | 525.4398 | 525.4406 | 514.9491 | 499.4199 | 479.2691 | 455.037 | 436.8709 | 419.425 | 402.6794 | 386.2182 | 374.6141 | 375.1821 | 375.317 | 372.026 | 368.8687 | 365.8514 | 362.9596 | 359.9904 | 357.0476 | 354.2295 | 351.5335 | 348.8538 | 346.2007 | 343.6648 | 341.1442 | 339.1445 | 337.3379 | 335.5381 | 333.751 | 331.9762 | 330.215
Gas: Hydrogen peaking | MW | SEPD | Leading the Way | Killin | 0 | 0 | 0 | 0 | 0 | 0 | 0 | 0 | 0 | 0 | 0 | 0 | 0 | 0 | 0 | 0 | 0 | 0 | 0 | 0 | 0 | 0 | 0 | 0 | 0 | 0 | 0 | 0 | 0 | 0 | 0 | 0
Gen_BB001 | MW | SEPD | Leading the Way | Killin | 0 | 0 | 0 | 0 | 0 | 0 | 0 | 0 | 0 | 0 | 0 | 0 | 0 | 0 | 0 | 0 | 0 | 0 | 0 | 0 | 0 | 0 | 0 | 0 | 0 | 0 | 0 | 0 | 0 | 0 | 0 | 0
Gen_BB004 | MW | SEPD | Leading the Way | Killin | 0 | 0 | 0 | 0 | 0 | 0 | 0 | 0 | 0 | 0 | 0 | 0 | 0 | 0 | 0 | 0 | 0 | 0 | 0 | 0 | 0 | 0 | 0 | 0 | 0 | 0 | 0 | 0 | 0 | 0 | 0 | 0
Gen_BB005 | MW | SEPD | Leading the Way | Killin | 0 | 0 | 0 | 0 | 0 | 0 | 0 | 0 | 0 | 0 | 0 | 0 | 0 | 0 | 0 | 0 | 0 | 0 | 0 | 0 | 0 | 0 | 0 | 0 | 0 | 0 | 0 | 0 | 0 | 0 | 0 | 0
Gen_BB006 | MW | SEPD | Leading the Way | Killin | 0 | 0 | 0 | 0 | 0 | 0 | 0 | 0 | 0 | 0 | 0 | 0 | 0 | 0 | 0 | 0 | 0 | 0 | 0 | 0 | 0 | 0 | 0 | 0 | 0 | 0 | 0 | 0 | 0 | 0 | 0 | 0
Gen_BB008 | MW | SEPD | Leading the Way | Killin | 0 | 0 | 0 | 0 | 0 | 0 | 0 | 0 | 0 | 0 | 0 | 0 | 0 | 0 | 0 | 0 | 0 | 0 | 0 | 0 | 0 | 0 | 0 | 0 | 0 | 0 | 0 | 0 | 0 | 0 | 0 | 0
Gen_BB010 | MW | SEPD | Leading the Way | Killin | 0 | 0 | 0 | 0 | 0 | 0 | 0 | 0 | 0 | 0 | 0 | 0 | 0 | 0 | 0 | 0 | 0 | 0 | 0 | 0 | 0 | 0 | 0 | 0 | 0 | 0 | 0 | 0 | 0 | 0 | 0 | 0
Gen_BB011 | MW | SEPD | Leading the Way | Killin | 0 | 0 | 0 | 0 | 0 | 0 | 0 | 0 | 0 | 0 | 0 | 0 | 0 | 0 | 0 | 0 | 0 | 0 | 0 | 0 | 0 | 0 | 0 | 0 | 0 | 0 | 0 | 0 | 0 | 0 | 0 | 0
Gen_BB012 | MW | SEPD | Leading the Way | Killin | 0.02 | 0.020799 | 0.021987 | 0.023437 | 0.025242 | 0.027167 | 0.029362 | 0.033351 | 0.036865 | 0.04078 | 0.044324 | 0.047565 | 0.050598 | 0.053483 | 0.056257 | 0.058949 | 0.061986 | 0.064641 | 0.067277 | 0.069868 | 0.072439 | 0.074996 | 0.077423 | 0.079694 | 0.081813 | 0.083372 | 0.08493 | 0.08635 | 0.087633 | 0.088782 | 0.089936 | 0.091094
Gen_BB013 | MW | SEPD | Leading the Way | Killin | 0.37147 | 0.37325 | 0.37584 | 0.37914 | 0.38341 | 0.38828 | 0.39412 | 0.4053 | 0.41595 | 0.42884 | 0.44151 | 0.45397 | 0.4665 | 0.47912 | 0.49185 | 0.5057 | 0.52593 | 0.54516 | 0.5634 | 0.58157 | 0.60084 | 0.62119 | 0.6408 | 0.65939 | 0.6781 | 0.69315 | 0.70817 | 0.72232 | 0.73557 | 0.74795 | 0.76036 | 0.77279
Gen_BB014 | MW | SEPD | Leading the Way | Killin | 0 | 0 | 0 | 0 | 0 | 0 | 0 | 0 | 0 | 0 | 0 | 0 | 0 | 0 | 0 | 0 | 0 | 0 | 0 | 0 | 0 | 0 | 0 | 0 | 0 | 0 | 0 | 0 | 0 | 0 | 0 | 0
Gen_BB015 | MW | SEPD | Leading the Way | Killin | 0 | 0 | 0 | 0 | 0 | 0 | 0 | 0 | 0 | 0.11066 | 0.23135 | 0.35379 | 0.53085 | 0.65194 | 0.78374 | 0.91896 | 1.0574 | 1.2044 | 1.3605 | 1.5263 | 1.6915 | 1.8605 | 2.0268 | 2.1824 | 2.3315 | 2.4725 | 2.6111 | 2.7483 | 2.8833 | 3.0236 | 3.161 | 3.3034
Gen_BB016 | MW | SEPD | Leading the Way | Killin | 0.16788 | 0.16788 | 0.16803 | 0.16827 | 0.16866 | 0.17054 | 0.17171 | 0.17385 | 0.17777 | 0.18422 | 0.19553 | 0.20719 | 0.22138 | 0.2341 | 0.24681 | 0.26474 | 0.42795 | 0.44118 | 0.45181 | 0.46226 | 0.47252 | 0.4826 | 0.49249 | 0.5022 | 0.51172 | 0.52104 | 0.53015 | 0.53936 | 0.54866 | 0.55806 | 0.56754 | 0.57713
Gen_BB017 | MW | SEPD | Leading the Way | Killin | 0 | 0 | 0 | 0 | 0 | 0 | 0 | 0 | 0 | 0 | 0 | 0 | 0 | 0 | 0 | 0 | 0 | 0 | 0 | 0 | 0 | 0 | 0 | 0 | 0 | 0 | 0 | 0 | 0 | 0 | 0 | 0
Gen_BB018 | MW | SEPD | Leading the Way | Killin | 7.8145 | 8.4345 | 8.4345 | 10.6345 | 10.6521 | 10.7598 | 10.7974 | 10.8652 | 10.9256 | 10.9933 | 11.0536 | 11.1214 | 11.1818 | 11.2496 | 11.3172 | 11.3776 | 11.4455 | 11.5012 | 11.5604 | 11.6083 | 11.6604 | 11.7096 | 11.7485 | 11.7926 | 11.8344 | 11.867 | 11.905 | 11.9416 | 11.9766 | 12.003 | 12.0357 | 12.0674
Hydrogen electrolysis | MW | SEPD | Leading the Way | Killin | 0 | 0 | 0 | 0 | 0 | 0 | 0 | 0 | 0 | 0 | 0 | 0 | 0 | 0 | 0 | 0 | 0 | 0 | 0 | 0 | 0 | 0 | 0 | 0 | 0 | 0 | 0 | 0 | 0 | 0 | 0 | 0
Lct_BB001 | Number | SEPD | Leading the Way | Killin | 9.2803 | 15.3905 | 27.5909 | 55.717 | 95.5462 | 155.9028 | 230.1345 | 314.353 | 414.1984 | 536.6418 | 705.9108 | 899.0197 | 1096.9691 | 1302.4202 | 1509.9025 | 1716.7509 | 1896.2834 | 2036.732 | 2138.4615 | 2204.4655 | 2243.5636 | 2225.1656 | 2199.7569 | 2165.8411 | 2125.077 | 2069.8604 | 2004.5238 | 1929.6673 | 1845.0261 | 1749.7861 | 1642.9652 | 1524.3934
Lct_BB003 | Number | SEPD | Leading the Way | Killin | 0 | 0 | 0 | 0 | 0 | 0 | 0 | 0 | 0 | 0 | 0 | 0 | 0 | 0 | 0 | 0 | 0 | 0 | 0 | 0 | 0 | 0 | 0 | 0 | 0 | 0 | 0 | 0 | 0 | 0 | 0 | 0
Lct_BB005 | Number | SEPD | Leading the Way | Killin | 26.6564 | 38.661 | 40.4945 | 67.0487 | 140.1849 | 202.7083 | 274.586 | 329.8189 | 405.3554 | 483.043 | 564.4667 | 690.9682 | 746.96 | 801.3135 | 854.0672 | 905.8711 | 956.0357 | 981.99 | 1006.5785 | 1035.6676 | 1050.112 | 1064.7656 | 1071.4727 | 1078.2004 | 1092.2433 | 1106.7301 | 1121.532 | 1124.532 | 1127.532 | 1130.532 | 1133.532 | 1136.532
Lct_BB006 | Number | SEPD | Leading the Way | Killin | 0 | 0 | 0 | 0 | 0 | 0 | 0 | 0 | 0 | 0 | 0 | 0 | 0 | 0 | 0 | 0 | 0 | 0 | 0 | 0 | 0 | 0 | 0 | 0 | 0 | 0 | 0 | 0 | 0 | 0 | 0 | 0
Lct_BB007 | Number | SEPD | Leading the Way | Killin | 0 | 0 | 0 | 0 | 0 | 0 | 0 | 0 | 0 | 0 | 0 | 0 | 0 | 0 | 0 | 0 | 0 | 0 | 0 | 0 | 0 | 0 | 0 | 0 | 0 | 0 | 0 | 0 | 0 | 0 | 0 | 0
Lct_BB008 | Number | SEPD | Leading the Way | Killin | 0 | 0 | 0 | 0 | 0 | 0 | 0 | 0 | 0 | 0 | 0 | 0 | 0 | 0 | 0 | 0 | 0 | 0 | 0 | 0 | 0 | 0 | 0 | 0 | 0 | 0 | 0 | 0 | 0 | 0 | 0 | 0
Lct_BB010b | MW | SEPD | Leading the Way | Killin | 0.021 | 0.049 | 0.0868 | 0.203 | 0.3752 | 0.6118 | 0.8666 | 1.2096 | 1.6086 | 2.1518 | 2.8347 | 3.8601 | 4.8828 | 6.2596 | 7.1508 | 7.8038 | 8.1294 | 8.4058 | 8.4592 | 8.4829 | 8.497 | 8.4983 | 8.4994 | 8.5 | 8.5004 | 8.5004 | 8.5004 | 8.5004 | 8.5004 | 8.5004 | 8.5004 | 8.5004
Lct_BB011b | MW | SEPD | Leading the Way | Killin | 0 | 0.0018 | 0.00855 | 0.02009 | 0.0331 | 0.0482 | 0.07399 | 0.11179 | 0.15834 | 0.19396 | 0.23278 | 0.27714 | 0.32016 | 0.36641 | 0.41343 | 0.45699 | 0.49451 | 0.5234 | 0.54337 | 0.55504 | 0.56027 | 0.56178 | 0.56207 | 0.56263 | 0.56352 | 0.56476 | 0.56648 | 0.56648 | 0.56648 | 0.56648 | 0.5665 | 0.57027
Lct_BB012b | MW | SEPD | Leading the Way | Killin | 0.283 | 0.2849 | 0.28724 | 0.2908 | 0.29403 | 0.2961 | 0.29772 | 0.30451 | 0.31259 | 0.32259 | 0.33412 | 0.34694 | 0.36504 | 0.38432 | 0.40341 | 0.42112 | 0.4363 | 0.44833 | 0.45709 | 0.46283 | 0.46622 | 0.4676 | 0.46866 | 0.4694 | 0.46987 | 0.47009 | 0.47009 | 0.47009 | 0.47009 | 0.47009 | 0.47009 | 0.47009
Lct_BB013b | MW | SEPD | Leading the Way | Killin | 0 | 0 | 0 | 0 | 0 | 0 | 0 | 0 | 0 | 0 | 0 | 0 | 0 | 0 | 0 | 0 | 0 | 0 | 0 | 0 | 0 | 0 | 0 | 0 | 0 | 0 | 0 | 0 | 0 | 0 | 0 | 0
Lct_BB014 | Number | SEPD | Leading the Way | Killin | 1.3012 | 1.3111 | 1.3117 | 1.3229 | 1.3347 | 1.3377 | 1.3493 | 1.3524 | 1.3597 | 1.3669 | 1.3742 | 1.3815 | 1.3887 | 1.396 | 1.4032 | 1.4105 | 1.4178 | 1.425 | 1.4323 | 1.4396 | 1.4468 | 1.4541 | 1.4613 | 1.4686 | 1.4759 | 1.4831 | 1.4904 | 1.4976 | 1.5049 | 1.5122 | 1.5194 | 1.5267
Other generation | MW | SEPD | Leading the Way | Killin | 0 | 0 | 0 | 0 | 0 | 0 | 0 | 0 | 0 | 0 | 0 | 0 | 0 | 0 | 0 | 0 | 0 | 0 | 0 | 0 | 0 | 0 | 0 | 0 | 0 | 0 | 0 | 0 | 0 | 0 | 0 | 0
Srg_BB001 | MW | SEPD | Leading the Way | Killin | 0 | 0 | 0.0040475 | 0.012 | 0.020651 | 0.029993 | 0.044902 | 0.23043 | 0.37589 | 0.52679 | 0.68164 | 0.87699 | 1.5545 | 2.2401 | 2.9261 | 3.6168 | 4.3493 | 4.736 | 5.1346 | 5.538 | 5.9462 | 6.3611 | 6.4649 | 6.5701 | 6.6745 | 6.7807 | 6.8873 | 6.9115 | 6.9351 | 6.958 | 6.981 | 7.0032
Srg_BB002 | MW | SEPD | Leading the Way | Killin | 0 | 0 | 0.0073557 | 0.014897 | 0.022705 | 0.03094 | 0.039732 | 0.092656 | 0.11302 | 0.13476 | 0.15962 | 0.1862 | 0.22365 | 0.2634 | 0.30533 | 0.34933 | 0.39584 | 0.43377 | 0.47116 | 0.51003 | 0.5501 | 0.59158 | 0.60904 | 0.6254 | 0.64039 | 0.65406 | 0.66336 | 0.67247 | 0.68039 | 0.68716 | 0.69278 | 0.6983
Data centres (MW) | MW | SEPD | Leading the Way | Kinlochleven | 0 | 0 | 0 | 0 | 0 | 0 | 0 | 0 | 0 | 0 | 0 | 0 | 0 | 0 | 0 | 0 | 0 | 0 | 0 | 0 | 0 | 0 | 0 | 0 | 0 | 0 | 0 | 0 | 0 | 0 | 0 | 0
Dem_BB001a | Number of homes (cumulative) | SEPD | Leading the Way | Kinlochleven | 0 | 0 | 0 | 0 | 0 | 0 | 0 | 0 | 0 | 0 | 0 | 0 | 0 | 0 | 0 | 0 | 0 | 0.13705 | 0.2868 | 0.41875 | 0.53833 | 0.65208 | 0.71516 | 0.76699 | 0.80872 | 0.84187 | 0.86903 | 0.89119 | 0.90915 | 0.9222 | 0.93086 | 0.93497
Dem_BB002b | Floorspace (m2) (cumulative) | SEPD | Leading the Way | Kinlochleven | 0 | 0 | 0 | 0 | 0 | 0 | 0 | 1200 | 1300 | 1400 | 1500 | 1600 | 1700 | 1800 | 1900 | 2000 | 2000 | 2000 | 2000 | 2000 | 2000 | 2000 | 2000 | 2000 | 2000 | 2000 | 2000 | 2000 | 2000 | 2000 | 2000 | 2000
Domestic direct electric heating | Number | SEPD | Leading the Way | Kinlochleven | 500.8305 | 500.8294 | 500.8299 | 492.9978 | 481.4049 | 466.362 | 448.2722 | 434.7108 | 421.6872 | 409.1862 | 396.4532 | 387.6386 | 388.0701 | 388.1726 | 385.7794 | 383.51 | 381.3687 | 379.2409 | 377.1291 | 375.0332 | 373.0516 | 371.0852 | 369.2254 | 367.3815 | 365.5517 | 363.824 | 362.105 | 360.3992 | 358.6975 | 357.0066 | 355.3259 | 353.6571
Gas: Hydrogen peaking | MW | SEPD | Leading the Way | Kinlochleven | 0 | 0 | 0 | 0 | 0 | 0 | 0 | 0 | 0 | 0 | 0 | 0 | 0 | 0 | 0 | 0 | 0 | 0 | 0 | 0 | 0 | 0 | 0 | 0 | 0 | 0 | 0 | 0 | 0 | 0 | 0 | 0
Gen_BB001 | MW | SEPD | Leading the Way | Kinlochleven | 0 | 0 | 0 | 0 | 0 | 0 | 0 | 0 | 0 | 0 | 0 | 0 | 0 | 0 | 0 | 0 | 0 | 0 | 0 | 0 | 0 | 0 | 0 | 0 | 0 | 0 | 0 | 0 | 0 | 0 | 0 | 0
Gen_BB004 | MW | SEPD | Leading the Way | Kinlochleven | 0 | 0 | 0 | 0 | 0 | 0 | 0 | 0 | 0 | 0 | 0 | 0 | 0 | 0 | 0 | 0 | 0 | 0 | 0 | 0 | 0 | 0 | 0 | 0 | 0 | 0 | 0 | 0 | 0 | 0 | 0 | 0
Gen_BB005 | MW | SEPD | Leading the Way | Kinlochleven | 0 | 0 | 0 | 0 | 0 | 0 | 0 | 0 | 0 | 0 | 0 | 0 | 0 | 0 | 0 | 0 | 0 | 0 | 0 | 0 | 0 | 0 | 0 | 0 | 0 | 0 | 0 | 0 | 0 | 0 | 0 | 0
Gen_BB006 | MW | SEPD | Leading the Way | Kinlochleven | 0 | 0 | 0 | 0 | 0 | 0 | 0 | 0 | 0 | 0 | 0 | 0 | 0 | 0 | 0 | 0 | 0 | 0 | 0 | 0 | 0 | 0 | 0 | 0 | 0 | 0 | 0 | 0 | 0 | 0 | 0 | 0
Gen_BB008 | MW | SEPD | Leading the Way | Kinlochleven | 0 | 0 | 0 | 0 | 0 | 0 | 0 | 0 | 0 | 0 | 0 | 0 | 0 | 0 | 0 | 0 | 0 | 0 | 0 | 0 | 0 | 0 | 0 | 0 | 0 | 0 | 0 | 0 | 0 | 0 | 0 | 0
Gen_BB010 | MW | SEPD | Leading the Way | Kinlochleven | 0 | 0 | 0 | 0 | 0 | 0 | 0 | 0 | 0 | 0 | 0 | 0 | 0 | 0 | 0 | 0 | 0 | 0 | 0 | 0 | 0 | 0 | 0 | 0 | 0 | 0 | 0 | 0 | 0 | 0 | 0 | 0
Gen_BB011 | MW | SEPD | Leading the Way | Kinlochleven | 0 | 0 | 0 | 0 | 0 | 0 | 0 | 0 | 0 | 0 | 0 | 0 | 0 | 0 | 0 | 0 | 0 | 0 | 0 | 0 | 0 | 0 | 0 | 0 | 0 | 0 | 0 | 0 | 0 | 0 | 0 | 0
Gen_BB012 | MW | SEPD | Leading the Way | Kinlochleven | 0 | 0.00018641 | 0.00047494 | 0.00084649 | 0.0013398 | 0.0019045 | 0.0025991 | 0.0040088 | 0.0054171 | 0.0071761 | 0.0089469 | 0.010718 | 0.012487 | 0.01426 | 0.016043 | 0.017839 | 0.019529 | 0.021025 | 0.02253 | 0.024023 | 0.025519 | 0.027021 | 0.028453 | 0.029799 | 0.031059 | 0.031978 | 0.032899 | 0.033734 | 0.034486 | 0.035155 | 0.035827 | 0.0365
Gen_BB013 | MW | SEPD | Leading the Way | Kinlochleven | 0.085168 | 0.08704 | 0.089838 | 0.093383 | 0.097997 | 0.10318 | 0.10942 | 0.12169 | 0.1336 | 0.14809 | 0.1624 | 0.17652 | 0.19037 | 0.20405 | 0.21861 | 0.23416 | 0.24935 | 0.26315 | 0.27701 | 0.29081 | 0.30571 | 0.32064 | 0.33611 | 0.35093 | 0.3651 | 0.37786 | 0.39061 | 0.40277 | 0.41433 | 0.42531 | 0.43632 | 0.44735
Gen_BB014 | MW | SEPD | Leading the Way | Kinlochleven | 0 | 0 | 0 | 0 | 0 | 0 | 0 | 0 | 0 | 0 | 0 | 0 | 0 | 0 | 0 | 0 | 0 | 0 | 0 | 0 | 0 | 0 | 0 | 0 | 0 | 0 | 0 | 0 | 0 | 0 | 0 | 0
Gen_BB015 | MW | SEPD | Leading the Way | Kinlochleven | 0 | 0 | 0 | 0 | 0 | 0 | 0 | 0 | 0 | 0 | 0 | 0 | 0 | 0 | 0 | 0 | 0 | 0 | 0 | 0 | 0 | 0 | 0 | 0 | 0 | 0 | 0 | 0 | 0 | 0 | 0 | 0
Gen_BB016 | MW | SEPD | Leading the Way | Kinlochleven | 0 | 0 | 0 | 0 | 0 | 0 | 0 | 0 | 0 | 0 | 0 | 0 | 0 | 0 | 0 | 0 | 0 | 0 | 0 | 0 | 0 | 0 | 0 | 0 | 0 | 0 | 0 | 0 | 0 | 0 | 0 | 0
Gen_BB017 | MW | SEPD | Leading the Way | Kinlochleven | 0 | 0 | 0 | 0 | 0 | 0 | 0 | 0 | 0 | 0 | 0 | 0 | 0 | 0 | 0 | 0 | 0 | 0 | 0 | 0 | 0 | 0 | 0 | 0 | 0 | 0 | 0 | 0 | 0 | 0 | 0 | 0
Gen_BB018 | MW | SEPD | Leading the Way | Kinlochleven | 35.505 | 36.205 | 36.205 | 36.205 | 36.2141 | 36.2701 | 36.2896 | 36.3248 | 36.3562 | 36.3913 | 36.4226 | 36.4578 | 36.4892 | 36.5244 | 36.5595 | 36.5908 | 36.6261 | 36.655 | 36.6858 | 36.7106 | 36.7377 | 36.7632 | 36.7834 | 36.8063 | 36.828 | 36.8449 | 36.8647 | 36.8837 | 36.9019 | 36.9156 | 36.9326 | 36.949
Hydrogen electrolysis | MW | SEPD | Leading the Way | Kinlochleven | 0 | 0 | 0 | 0 | 0 | 0 | 0 | 0 | 0 | 0 | 0 | 0 | 0 | 0 | 0 | 0 | 0 | 0 | 0 | 0 | 0 | 0 | 0 | 0 | 0 | 0 | 0 | 0 | 0 | 0 | 0 | 0
Lct_BB001 | Number | SEPD | Leading the Way | Kinlochleven | 5.46 | 9.0554 | 16.2517 | 32.9541 | 56.6902 | 100.8902 | 152.7959 | 210.2607 | 276.4844 | 355.3473 | 483.6633 | 636.8677 | 795.3801 | 961.8863 | 1130.5602 | 1298.5634 | 1439.2175 | 1550.9975 | 1633.8881 | 1689.8704 | 1725.4505 | 1717.0128 | 1703.0599 | 1682.4029 | 1656.2346 | 1618.6839 | 1572.9972 | 1519.5468 | 1458.09 | 1387.8749 | 1308.0951 | 1217.9864
Lct_BB003 | Number | SEPD | Leading the Way | Kinlochleven | 0 | 0 | 0 | 0 | 0 | 0 | 0 | 0 | 0 | 0 | 0 | 0 | 0 | 0 | 0 | 0 | 0 | 0 | 0 | 0 | 0 | 0 | 0 | 0 | 0 | 0 | 0 | 0 | 0 | 0 | 0 | 0
Lct_BB005 | Number | SEPD | Leading the Way | Kinlochleven | 84.1763 | 95.2424 | 96.9441 | 121.5887 | 190.8626 | 251.8704 | 322.2422 | 383.9279 | 463.2478 | 533.5094 | 606.6522 | 712.171 | 758.993 | 804.1059 | 848.5711 | 892.4353 | 935.6067 | 957.4518 | 978.5533 | 1003.2665 | 1015.8881 | 1028.1566 | 1034.6307 | 1041.1213 | 1053.2654 | 1066.3993 | 1079.8687 | 1083.4687 | 1087.0687 | 1090.6687 | 1094.2687 | 1097.8687
Lct_BB006 | Number | SEPD | Leading the Way | Kinlochleven | 0 | 0 | 0 | 0 | 0 | 0 | 0 | 0 | 0 | 0 | 0 | 0 | 0 | 0 | 0 | 0 | 0 | 0 | 0 | 0 | 0 | 0 | 0 | 0 | 0 | 0 | 0 | 0 | 0 | 0 | 0 | 0
Lct_BB007 | Number | SEPD | Leading the Way | Kinlochleven | 0 | 0 | 0 | 0 | 0 | 0 | 0 | 0 | 0 | 0 | 0 | 0 | 0 | 0 | 0 | 0 | 0 | 0 | 0 | 0 | 0 | 0 | 0 | 0 | 0 | 0 | 0 | 0 | 0 | 0 | 0 | 0
Lct_BB008 | Number | SEPD | Leading the Way | Kinlochleven | 0 | 0 | 0 | 0 | 0 | 0 | 0 | 0 | 0 | 0 | 0 | 0 | 0 | 0 | 0 | 0 | 0 | 0 | 0 | 0 | 0 | 0 | 0 | 0 | 0 | 0 | 0 | 0 | 0 | 0 | 0 | 0
Lct_BB010b | MW | SEPD | Leading the Way | Kinlochleven | 0 | 0.0168 | 0.0392 | 0.1036 | 0.2058 | 0.3136 | 0.462 | 0.672 | 0.8876 | 1.1606 | 1.7004 | 2.241 | 2.9357 | 3.7589 | 4.4886 | 5.4251 | 5.8875 | 6.113 | 6.3187 | 6.4108 | 6.4344 | 6.4357 | 6.4367 | 6.4373 | 6.4377 | 6.4377 | 6.4377 | 6.4377 | 6.4377 | 6.4377 | 6.4377 | 6.4377
Lct_BB011b | MW | SEPD | Leading the Way | Kinlochleven | 0 | 0.0004 | 0.00285 | 0.00628 | 0.01047 | 0.01515 | 0.02095 | 0.02715 | 0.03446 | 0.04322 | 0.05331 | 0.06453 | 0.07996 | 0.0966 | 0.11308 | 0.12831 | 0.14104 | 0.1507 | 0.15714 | 0.16068 | 0.16194 | 0.16194 | 0.16194 | 0.16194 | 0.16194 | 0.16194 | 0.16194 | 0.16194 | 0.16194 | 0.16194 | 0.16194 | 0.16194
Lct_BB012b | MW | SEPD | Leading the Way | Kinlochleven | 0.115 | 0.1155 | 0.11654 | 0.11785 | 0.11899 | 0.1196 | 0.12001 | 0.12259 | 0.12565 | 0.12944 | 0.13373 | 0.13845 | 0.14511 | 0.15213 | 0.15897 | 0.16522 | 0.17044 | 0.17442 | 0.17715 | 0.17877 | 0.17951 | 0.1798 | 0.18002 | 0.18018 | 0.18028 | 0.18033 | 0.18033 | 0.18033 | 0.18033 | 0.18033 | 0.18033 | 0.18033
Lct_BB013b | MW | SEPD | Leading the Way | Kinlochleven | 0 | 0.0023 | 0.00466 | 0.00952 | 0.01396 | 0.01867 | 0.02818 | 0.04181 | 0.05677 | 0.06431 | 0.07188 | 0.08031 | 0.09033 | 0.1005 | 0.11023 | 0.11862 | 0.1252 | 0.12961 | 0.13198 | 0.13243 | 0.13243 | 0.13243 | 0.13243 | 0.13243 | 0.13243 | 0.13243 | 0.13243 | 0.13243 | 0.13243 | 0.13243 | 0.13243 | 0.13243
Lct_BB014 | Number | SEPD | Leading the Way | Kinlochleven | 0.83407 | 0.84047 | 0.84081 | 0.84803 | 0.85559 | 0.85752 | 0.86493 | 0.86693 | 0.87159 | 0.87624 | 0.8809 | 0.88555 | 0.89021 | 0.89486 | 0.89952 | 0.90417 | 0.90883 | 0.91348 | 0.91814 | 0.92279 | 0.92745 | 0.9321 | 0.93675 | 0.94141 | 0.94606 | 0.95072 | 0.95537 | 0.96003 | 0.96468 | 0.96934 | 0.97399 | 0.97865
Other generation | MW | SEPD | Leading the Way | Kinlochleven | 0 | 0 | 0 | 0 | 0 | 0 | 0 | 0 | 0 | 0 | 0 | 0 | 0 | 0 | 0 | 0 | 0 | 0 | 0 | 0 | 0 | 0 | 0 | 0 | 0 | 0 | 0 | 0 | 0 | 0 | 0 | 0
Srg_BB001 | MW | SEPD | Leading the Way | Kinlochleven | 0 | 0 | 0 | 0 | 0 | 0 | 0 | 0 | 0 | 0 | 0 | 0 | 0 | 0 | 0 | 0 | 0 | 0 | 0 | 0 | 0 | 0 | 0 | 0 | 0 | 0 | 0 | 0 | 0 | 0 | 0 | 0
Srg_BB002 | MW | SEPD | Leading the Way | Kinlochleven | 0 | 0 | 0.0017583 | 0.0036158 | 0.0056113 | 0.0077997 | 0.010241 | 0.026131 | 0.032672 | 0.040181 | 0.049323 | 0.05966 | 0.074942 | 0.091872 | 0.11042 | 0.13057 | 0.15221 | 0.17007 | 0.18789 | 0.20662 | 0.22612 | 0.24649 | 0.25515 | 0.26332 | 0.27084 | 0.27774 | 0.28245 | 0.28709 | 0.29113 | 0.29458 | 0.29746 | 0.3003
Data centres (MW) | MW | SEPD | Leading the Way | Kintore | 0 | 0 | 0 | 0 | 0 | 0 | 0 | 0 | 0 | 0 | 0 | 0 | 0 | 0 | 0 | 0 | 0 | 0 | 0 | 0 | 0 | 0 | 0 | 0 | 0 | 0 | 0 | 0 | 0 | 0 | 0 | 0
Dem_BB001a | Number of homes (cumulative) | SEPD | Leading the Way | Kintore | 0 | 174.8496 | 461.0607 | 786.7111 | 1120.4014 | 1420.0266 | 1664.0027 | 1889.853 | 2096.5241 | 2300.4886 | 2524.0975 | 2716.5106 | 2871.6909 | 2993.0627 | 3100.6545 | 3216.9521 | 3289.9521 | 3343.979 | 3398.2865 | 3441.2009 | 3474.8421 | 3498.1287 | 3514.3969 | 3525.4387 | 3534.2776 | 3538.944 | 3541.49 | 3541.9355 | 3542.2966 | 3542.5588 | 3542.733 | 3542.8157
Dem_BB002b | Floorspace (m2) (cumulative) | SEPD | Leading the Way | Kintore | 0 | 6012.672 | 20152.2929 | 32891.1873 | 39630.1401 | 41786.1481 | 43942.5446 | 45966.3351 | 47990.5657 | 50015.2366 | 52040.3477 | 54065.8989 | 55086.1895 | 55089.1675 | 55091.757 | 55093.958 | 55095.7188 | 55097.0394 | 55097.9198 | 55098.36 | 55098.36 | 55098.36 | 55098.36 | 55098.36 | 55098.36 | 55098.36 | 55098.36 | 55098.36 | 55098.36 | 55098.36 | 55098.36 | 55098.36
Domestic direct electric heating | Number | SEPD | Leading the Way | Kintore | 3124.3457 | 3143.2456 | 3174.2434 | 3185.9653 | 3164.4449 | 3097.9516 | 2981.9168 | 2840.1699 | 2697.0275 | 2565.8307 | 2450.385 | 2372.9437 | 2280.2085 | 2243.7281 | 2236.5116 | 2230.1605 | 2222.0153 | 2212.4763 | 2201.8874 | 2190.6337 | 2178.6318 | 2166.4671 | 2156.0716 | 2146.1944 | 2136.5741 | 2126.8726 | 2116.8866 | 2106.8407 | 2096.9563 | 2087.2437 | 2077.5467 | 2067.9457
Gas: Hydrogen peaking | MW | SEPD | Leading the Way | Kintore | 0 | 0 | 0 | 0 | 0 | 0 | 0 | 0 | 0 | 0 | 0 | 0 | 0 | 0 | 0 | 0 | 0.1 | 0.1 | 0.1 | 0.1 | 0.1 | 0.1 | 0.1 | 0.1 | 0.1 | 0.1 | 0.1 | 0.1 | 0.1 | 0.1 | 0.1 | 0.1
Gen_BB001 | MW | SEPD | Leading the Way | Kintore | 0.1 | 0.1 | 0.1 | 0.1 | 0.1 | 0.1 | 0.1 | 0.1 | 0.1 | 0.1 | 0.1 | 0 | 0 | 0 | 0 | 0 | 0 | 0 | 0 | 0 | 0 | 0 | 0 | 0 | 0 | 0 | 0 | 0 | 0 | 0 | 0 | 0
Gen_BB004 | MW | SEPD | Leading the Way | Kintore | 0.05 | 0.05 | 0.05 | 0.05 | 0.05 | 0.05 | 0.05 | 0.05 | 0.05 | 0.05 | 0.05 | 0.05 | 0.05 | 0.05 | 0.05 | 0.05 | 0.05 | 0.05 | 0.05 | 0.05 | 0.05 | 0.05 | 0.05 | 0.05 | 0.05 | 0.05 | 0.05 | 0.05 | 0 | 0 | 0 | 0
Gen_BB005 | MW | SEPD | Leading the Way | Kintore | 0 | 0 | 0 | 0 | 0 | 0 | 0 | 0 | 0 | 0 | 0 | 0 | 0 | 0 | 0 | 0 | 0 | 0 | 0 | 0 | 0 | 0 | 0 | 0 | 0 | 0 | 0 | 0 | 0 | 0 | 0 | 0
Gen_BB006 | MW | SEPD | Leading the Way | Kintore | 0 | 0 | 0 | 0 | 0 | 0 | 0 | 0 | 0 | 0 | 0 | 0 | 0 | 0 | 0 | 0 | 0 | 0 | 0 | 0 | 0 | 0 | 0 | 0 | 0 | 0 | 0 | 0 | 0 | 0 | 0 | 0
Gen_BB008 | MW | SEPD | Leading the Way | Kintore | 0 | 0 | 0 | 0 | 0 | 0 | 0 | 0 | 0 | 0 | 0 | 0 | 0 | 0 | 0 | 0 | 0 | 0 | 0 | 0 | 0 | 0 | 0 | 0 | 0 | 0 | 0 | 0 | 0 | 0 | 0 | 0
Gen_BB010 | MW | SEPD | Leading the Way | Kintore | 0 | 0 | 0 | 0 | 0 | 0 | 0 | 0 | 0 | 0 | 0 | 0 | 0 | 0 | 0 | 0 | 0 | 0 | 0 | 0 | 0 | 0 | 0 | 0 | 0 | 0 | 0 | 0 | 0 | 0 | 0 | 0
Gen_BB011 | MW | SEPD | Leading the Way | Kintore | 0 | 0 | 0 | 0 | 0 | 0 | 0 | 0 | 0 | 0 | 0 | 0 | 0 | 0 | 0 | 0 | 0 | 0 | 0 | 0 | 0 | 0 | 0 | 0 | 0 | 0 | 0 | 0 | 0 | 0 | 0 | 0
Gen_BB012 | MW | SEPD | Leading the Way | Kintore | 1.6635 | 1.8141 | 1.8305 | 1.8516 | 1.8797 | 1.912 | 1.9518 | 4.2166 | 6.4732 | 9.1737 | 12.2812 | 15.7832 | 20.1239 | 24.8811 | 29.2814 | 33.857 | 38.6626 | 43.7573 | 48.2022 | 52.0059 | 54.5729 | 56.2017 | 57.8125 | 59.424 | 62.5514 | 65.6455 | 68.7405 | 71.5258 | 74.0022 | 76.1703 | 78.0387 | 79.6076
Gen_BB013 | MW | SEPD | Leading the Way | Kintore | 4.8259 | 4.9535 | 5.1714 | 5.4681 | 5.8569 | 6.2926 | 6.7854 | 7.6367 | 8.4686 | 9.4634 | 10.4765 | 11.4673 | 12.4296 | 13.3689 | 14.3075 | 15.2579 | 15.9067 | 16.4862 | 17.0594 | 17.6253 | 18.1861 | 18.7433 | 19.2967 | 19.8218 | 20.3208 | 20.7171 | 21.1106 | 21.4787 | 21.8215 | 22.141 | 22.4611 | 22.782
Gen_BB014 | MW | SEPD | Leading the Way | Kintore | 0 | 0 | 0 | 0 | 0 | 0 | 0 | 0 | 0 | 0 | 0 | 0 | 0 | 0 | 0 | 0 | 0 | 0 | 0 | 0 | 0 | 0 | 0 | 0 | 0 | 0 | 0 | 0 | 0 | 0 | 0 | 0
Gen_BB015 | MW | SEPD | Leading the Way | Kintore | 50.1 | 50.1 | 54.4 | 54.4 | 54.4 | 54.4 | 54.4 | 57.2 | 58.9 | 59.708 | 67.4492 | 70.6432 | 78.8361 | 84.7203 | 85.6826 | 89.4299 | 90.4409 | 91.5143 | 92.6541 | 93.8644 | 95.071 | 96.3048 | 97.5189 | 98.6554 | 99.7441 | 100.7736 | 101.7854 | 102.7869 | 103.773 | 104.7976 | 105.8006 | 106.8404
Gen_BB016 | MW | SEPD | Leading the Way | Kintore | 12.4966 | 12.4966 | 13.3976 | 13.3994 | 13.4022 | 13.416 | 14.0245 | 14.0401 | 14.9688 | 15.0158 | 15.9485 | 16.9336 | 17.8372 | 17.983 | 19.0158 | 21.8198 | 23.3663 | 26.6629 | 26.7405 | 26.8168 | 26.8917 | 26.9653 | 27.0375 | 27.1084 | 27.1779 | 27.2459 | 27.3125 | 27.3797 | 27.4476 | 27.5162 | 27.5855 | 27.6555
Gen_BB017 | MW | SEPD | Leading the Way | Kintore | 0 | 0 | 0 | 0 | 0 | 0 | 0 | 0 | 0 | 0 | 0 | 0 | 0 | 0 | 0 | 0 | 0 | 0 | 0 | 0 | 0 | 0 | 0 | 0 | 0 | 0 | 0 | 0 | 0 | 0 | 0 | 0
Gen_BB018 | MW | SEPD | Leading the Way | Kintore | 0.025 | 0.025 | 0.025 | 0.025 | 0.025 | 0.025 | 0.025 | 0.025 | 0.025 | 0.025 | 0.025 | 0.025 | 0.025 | 0.025 | 0.025 | 0.025 | 0.025 | 0.025 | 0.025 | 0.025 | 0.025 | 0.025 | 0.025 | 0.025 | 0.025 | 0.025 | 0.025 | 0.025 | 0.025 | 0.025 | 0.025 | 0.025
Hydrogen electrolysis | MW | SEPD | Leading the Way | Kintore | 0 | 0 | 0 | 0 | 0 | 0 | 0 | 0 | 0 | 0 | 0 | 0 | 0 | 0 | 0 | 0 | 0 | 0 | 0 | 0 | 0 | 0 | 0 | 0 | 0 | 0 | 0 | 0 | 0 | 0 | 0 | 0
Lct_BB001 | Number | SEPD | Leading the Way | Kintore | 248.9053 | 412.3121 | 745.7566 | 1507.3865 | 2583.0178 | 4092.8419 | 5987.6367 | 8161.6316 | 10774.1795 | 14017.6562 | 16970.1566 | 20421.6109 | 23996.7942 | 27749.7078 | 31575.9554 | 35425.6408 | 39272.6974 | 42363.862 | 44698.2731 | 46321.9297 | 47397.9267 | 47305.418 | 47044.3285 | 46582.8861 | 45953.5217 | 44984.2585 | 43699.0325 | 42218.2339 | 40537.061 | 38638.572 | 36504.6924 | 34131.3744
Lct_BB003 | Number | SEPD | Leading the Way | Kintore | 6.5359 | 7.4208 | 20.5934 | 42.4359 | 67.4988 | 102.4126 | 178.7247 | 292.6288 | 448.2815 | 563.2925 | 697.5263 | 860.3319 | 994.5831 | 1153.8339 | 1329.2494 | 1507.2005 | 1676.4324 | 1823.4602 | 1942.3743 | 2029.8303 | 2092.1981 | 2138.5965 | 2169.221 | 2195.0326 | 2218.1101 | 2241.1091 | 2265.5647 | 2255.9851 | 2251.5841 | 2251.9499 | 2256.5901 | 2264.9012
Lct_BB005 | Number | SEPD | Leading the Way | Kintore | 265.8445 | 368.1393 | 401.6892 | 716.6462 | 1356.9987 | 2097.821 | 2840.4781 | 3667.5109 | 4737.0748 | 5845.7422 | 7057.4986 | 8777.8277 | 9734.3946 | 10674.1493 | 11611.3727 | 12553.0755 | 13484.8539 | 14120.76 | 14818.4757 | 15740.7697 | 16551.8182 | 17596.4108 | 18168.3943 | 18742.1683 | 19321.4174 | 19907.0346 | 20498.5043 | 20566.9043 | 20634.7043 | 20703.1043 | 20771.5043 | 20839.9043
Lct_BB006 | Number | SEPD | Leading the Way | Kintore | 0 | 0 | 35.3445 | 70.2308 | 104.6601 | 138.63 | 172.144 | 243.6489 | 314.001 | 383.2001 | 451.2446 | 554.877 | 791.8016 | 1026.0905 | 1257.7442 | 1486.7608 | 1713.144 | 1983.8336 | 2251.37 | 2515.7544 | 2776.9845 | 3035.0607 | 3178.4927 | 3320.9544 | 3462.4519 | 3602.9812 | 3742.544 | 3742.544 | 3742.544 | 3742.544 | 3742.544 | 3742.544
Lct_BB007 | Number | SEPD | Leading the Way | Kintore | 53.0976 | 69.0929 | 67.6932 | 112.6806 | 209.8056 | 282.4086 | 357.0894 | 431.3899 | 531.6546 | 632.9359 | 744.2322 | 874.7291 | 939.6451 | 1003.7263 | 1066.9732 | 1129.3863 | 1190.9662 | 1227.9643 | 1267.5319 | 1319.1636 | 1358.4394 | 1406.8121 | 1426.8576 | 1452.5868 | 1478.4339 | 1504.3988 | 1530.4816 | 1531.1346 | 1532.2607 | 1533.5445 | 1534.986 | 1536.5853
Lct_BB008 | Number | SEPD | Leading the Way | Kintore | 0 | 0 | 2.3127 | 4.5955 | 6.8484 | 9.0714 | 11.2645 | 15.9436 | 20.5471 | 25.0751 | 29.5278 | 33.9049 | 43.9117 | 53.8071 | 63.5913 | 73.2641 | 82.8256 | 94.2584 | 105.5582 | 116.7246 | 127.758 | 138.658 | 144.716 | 150.7332 | 156.7094 | 162.6448 | 168.5392 | 168.5392 | 168.5392 | 168.5392 | 168.5392 | 168.5392
Lct_BB010b | MW | SEPD | Leading the Way | Kintore | 1.45 | 2.6106 | 4.0064 | 7.2919 | 11.8809 | 17.9712 | 25.6092 | 34.46 | 47.0503 | 63.6328 | 79.3318 | 96.9289 | 115.5234 | 130.6181 | 141.4104 | 148.3232 | 153.0438 | 155.1885 | 156.4737 | 157.0855 | 157.3518 | 157.408 | 157.4494 | 157.4764 | 157.4919 | 157.4919 | 157.4919 | 157.4919 | 157.4919 | 157.4919 | 157.4919 | 157.4919
Lct_BB011b | MW | SEPD | Leading the Way | Kintore | 0.114 | 0.2022 | 0.33262 | 0.63148 | 0.97097 | 1.3639 | 2.006 | 2.9215 | 4.0498 | 4.9443 | 5.9243 | 7.0436 | 8.1725 | 9.3933 | 10.6267 | 11.7742 | 12.7543 | 13.5093 | 14.0293 | 14.324 | 14.4545 | 14.489 | 14.4959 | 14.5091 | 14.5287 | 14.5569 | 14.5955 | 14.5955 | 14.5955 | 14.5955 | 14.5962 | 14.6813
Lct_BB012b | MW | SEPD | Leading the Way | Kintore | 0.812 | 0.8795 | 0.94128 | 1.0779 | 1.2279 | 1.3791 | 1.5669 | 1.8317 | 2.1448 | 2.5038 | 2.9139 | 3.3717 | 4.0085 | 4.6904 | 5.368 | 6.0017 | 6.5458 | 6.9768 | 7.2898 | 7.4934 | 7.6138 | 7.6273 | 7.6376 | 7.645 | 7.6496 | 7.6518 | 7.6518 | 7.6518 | 7.6518 | 7.6518 | 7.6518 | 7.6518
Lct_BB013b | MW | SEPD | Leading the Way | Kintore | 0 | 0.0101 | 0.02009 | 0.04102 | 0.06012 | 0.08039 | 0.12138 | 0.1801 | 0.24456 | 0.27707 | 0.30968 | 0.34603 | 0.38921 | 0.43305 | 0.47495 | 0.51111 | 0.53947 | 0.55847 | 0.56868 | 0.57062 | 0.57062 | 0.57062 | 0.57062 | 0.57062 | 0.57062 | 0.57062 | 0.57062 | 0.57062 | 0.57062 | 0.57062 | 0.57062 | 0.57062
Lct_BB014 | Number | SEPD | Leading the Way | Kintore | 52.5277 | 52.9308 | 52.9518 | 53.4068 | 53.8825 | 54.004 | 54.4711 | 54.5971 | 54.8903 | 55.1834 | 55.4765 | 55.7697 | 56.0628 | 56.356 | 56.6491 | 56.9422 | 57.2354 | 57.5285 | 57.8217 | 58.1148 | 58.4079 | 58.7011 | 58.9942 | 59.2874 | 59.5805 | 59.8736 | 60.1668 | 60.4599 | 60.753 | 61.0462 | 61.3393 | 61.6325
Other generation | MW | SEPD | Leading the Way | Kintore | 0 | 0.02 | 0.02 | 0.02 | 0.02 | 0.02 | 0.02 | 0.02 | 0.02 | 0.02 | 0.02 | 0.02 | 0.02 | 0.02 | 0.02 | 0.02 | 0.02 | 0.02 | 0.02 | 0.02 | 0.02 | 0.02 | 0.02 | 0.02 | 0.02 | 0.02 | 0.02 | 0.02 | 0.02 | 0.02 | 0.02 | 0.02
Srg_BB001 | MW | SEPD | Leading the Way | Kintore | 0 | 0.17241 | 0.27162 | 0.33558 | 0.40333 | 30.4648 | 30.7735 | 31.8509 | 32.2052 | 32.5806 | 32.9907 | 33.5736 | 33.6565 | 33.7696 | 33.8773 | 33.9977 | 34.2475 | 34.5882 | 34.9457 | 35.3029 | 35.665 | 36.0412 | 36.2329 | 36.4268 | 36.6159 | 36.8063 | 36.9949 | 37.0506 | 37.1042 | 37.1555 | 37.2064 | 37.255
Srg_BB002 | MW | SEPD | Leading the Way | Kintore | 0 | 0 | 0.099785 | 0.20532 | 0.31884 | 0.44349 | 0.58272 | 1.4912 | 1.8659 | 2.2968 | 2.8222 | 3.417 | 4.2973 | 5.2734 | 6.3437 | 7.5073 | 8.7388 | 9.7445 | 10.7366 | 11.7693 | 12.8349 | 13.9387 | 14.4039 | 14.8401 | 15.2398 | 15.6046 | 15.8528 | 16.096 | 16.3077 | 16.4885 | 16.6387 | 16.7862
Data centres (MW) | MW | SEPD | Leading the Way | Lairg | 0 | 0 | 0 | 0 | 0 | 0 | 0 | 0 | 0 | 0 | 0 | 0 | 0 | 0 | 0 | 0 | 0 | 0 | 0 | 0 | 0 | 0 | 0 | 0 | 0 | 0 | 0 | 0 | 0 | 0 | 0 | 0
Dem_BB001a | Number of homes (cumulative) | SEPD | Leading the Way | Lairg | 0 | 0 | 0 | 0 | 0 | 0 | 0 | 0 | 0 | 0 | 0 | 0 | 0 | 0 | 0 | 0 | 0 | 0.11269 | 0.23583 | 0.34433 | 0.44267 | 0.54634 | 0.60383 | 0.65106 | 0.68909 | 0.71931 | 0.74406 | 0.76426 | 0.78063 | 0.79252 | 0.80042 | 0.80416
Dem_BB002b | Floorspace (m2) (cumulative) | SEPD | Leading the Way | Lairg | 0 | 0 | 0 | 0 | 0 | 2400 | 2600 | 2800 | 3000 | 3200 | 3400 | 3600 | 3800 | 4000 | 4000 | 4000 | 4000 | 4000 | 4000 | 4000 | 4000 | 4000 | 4000 | 4000 | 4000 | 4000 | 4000 | 4000 | 4000 | 4000 | 4000 | 4000
Domestic direct electric heating | Number | SEPD | Leading the Way | Lairg | 204.2699 | 204.2696 | 204.2698 | 201.9758 | 198.5804 | 194.1745 | 188.8762 | 184.9043 | 181.0898 | 177.4284 | 173.3518 | 170.6513 | 170.7835 | 170.8149 | 170.049 | 169.395 | 168.7472 | 168.3084 | 167.6665 | 167.129 | 166.6917 | 166.2548 | 165.9132 | 165.5708 | 165.321 | 165.0673 | 164.8094 | 164.5484 | 164.281 | 164.011 | 163.7381 | 163.4634
Gas: Hydrogen peaking | MW | SEPD | Leading the Way | Lairg | 0 | 0 | 0 | 0 | 0 | 0 | 0 | 0 | 0 | 0 | 0 | 0 | 0 | 0 | 0 | 0 | 0 | 0 | 0 | 0 | 0 | 0 | 0 | 0 | 0 | 0 | 0 | 0 | 0 | 0 | 0 | 0
Gen_BB001 | MW | SEPD | Leading the Way | Lairg | 0 | 0 | 0 | 0 | 0 | 0 | 0 | 0 | 0 | 0 | 0 | 0 | 0 | 0 | 0 | 0 | 0 | 0 | 0 | 0 | 0 | 0 | 0 | 0 | 0 | 0 | 0 | 0 | 0 | 0 | 0 | 0
Gen_BB004 | MW | SEPD | Leading the Way | Lairg | 0 | 0 | 0 | 0 | 0 | 0 | 0 | 0 | 0 | 0 | 0 | 0 | 0 | 0 | 0 | 0 | 0 | 0 | 0 | 0 | 0 | 0 | 0 | 0 | 0 | 0 | 0 | 0 | 0 | 0 | 0 | 0
Gen_BB005 | MW | SEPD | Leading the Way | Lairg | 0 | 0 | 0 | 0 | 0 | 0 | 0 | 0 | 0 | 0 | 0 | 0 | 0 | 0 | 0 | 0 | 0 | 0 | 0 | 0 | 0 | 0 | 0 | 0 | 0 | 0 | 0 | 0 | 0 | 0 | 0 | 0
Gen_BB006 | MW | SEPD | Leading the Way | Lairg | 0 | 0 | 0 | 0 | 0 | 0 | 0 | 0 | 0 | 0 | 0 | 0 | 0 | 0 | 0 | 0 | 0 | 0 | 0 | 0 | 0 | 0 | 0 | 0 | 0 | 0 | 0 | 0 | 0 | 0 | 0 | 0
Gen_BB008 | MW | SEPD | Leading the Way | Lairg | 0 | 0 | 0 | 0 | 0 | 0 | 0 | 0 | 0 | 0 | 0 | 0 | 0 | 0 | 0 | 0 | 0 | 0 | 0 | 0 | 0 | 0 | 0 | 0 | 0 | 0 | 0 | 0 | 0 | 0 | 0 | 0
Gen_BB010 | MW | SEPD | Leading the Way | Lairg | 0 | 0 | 0 | 0 | 0 | 0 | 0 | 0 | 0 | 0 | 0 | 0 | 0 | 0 | 0 | 0 | 0 | 0 | 0 | 0 | 0 | 0 | 0 | 0 | 0 | 0 | 0 | 0 | 0 | 0 | 0 | 0
Gen_BB011 | MW | SEPD | Leading the Way | Lairg | 0 | 0 | 0 | 0 | 0 | 0 | 0 | 0 | 0 | 0 | 0 | 0 | 0 | 0 | 0 | 0 | 0 | 0 | 0 | 0 | 0 | 0 | 0 | 0 | 0 | 0 | 0 | 0 | 0 | 0 | 0 | 0
Gen_BB012 | MW | SEPD | Leading the Way | Lairg | 0 | 0.00044 | 0.0010864 | 0.0018636 | 0.002812 | 0.0037993 | 0.0048937 | 0.0067904 | 0.0083571 | 0.0099842 | 0.011345 | 0.012495 | 0.013502 | 0.014403 | 0.015221 | 0.015974 | 0.017592 | 0.01903 | 0.020481 | 0.021925 | 0.023376 | 0.024836 | 0.026232 | 0.027544 | 0.028773 | 0.029668 | 0.030563 | 0.031376 | 0.032108 | 0.032755 | 0.033405 | 0.034058
Gen_BB013 | MW | SEPD | Leading the Way | Lairg | 0.20538 | 0.20545 | 0.2055 | 0.20559 | 0.20568 | 0.20584 | 0.20601 | 0.20613 | 0.20611 | 0.20604 | 0.20593 | 0.20579 | 0.20586 | 0.2061 | 0.20649 | 0.208 | 0.22113 | 0.23495 | 0.24673 | 0.25949 | 0.27334 | 0.28723 | 0.30165 | 0.3154 | 0.32955 | 0.34121 | 0.35283 | 0.36386 | 0.37428 | 0.38408 | 0.3939 | 0.40376
Gen_BB014 | MW | SEPD | Leading the Way | Lairg | 0 | 0 | 0 | 0 | 0 | 0 | 0 | 0 | 0 | 0 | 0 | 0 | 0 | 0 | 0 | 0 | 0 | 0 | 0 | 0 | 0 | 0 | 0 | 0 | 0 | 0 | 0 | 0 | 0 | 0 | 0 | 0
Gen_BB015 | MW | SEPD | Leading the Way | Lairg | 70.19 | 70.19 | 70.19 | 70.19 | 70.19 | 70.19 | 70.19 | 135.19 | 150.39 | 151.8218 | 153.3832 | 154.9673 | 162.2482 | 173.6949 | 175.4 | 177.1495 | 178.9408 | 183.3428 | 185.3625 | 187.507 | 189.6451 | 191.8313 | 193.9826 | 195.9963 | 197.9254 | 199.7497 | 201.5424 | 203.317 | 205.0643 | 206.8798 | 208.6571 | 210.4996
Gen_BB016 | MW | SEPD | Leading the Way | Lairg | 0.23136 | 0.23136 | 0.23327 | 0.23635 | 0.24141 | 0.26578 | 0.28087 | 0.30856 | 0.35935 | 0.44271 | 0.58908 | 0.73989 | 0.92347 | 1.088 | 1.2525 | 1.4845 | 1.6555 | 1.8267 | 1.9641 | 2.0993 | 2.2321 | 2.3625 | 2.4905 | 2.6161 | 2.7392 | 2.8598 | 2.9777 | 3.0969 | 3.2172 | 3.3387 | 3.4615 | 3.5855
Gen_BB017 | MW | SEPD | Leading the Way | Lairg | 0 | 0 | 0 | 0 | 0 | 0 | 0 | 0 | 0 | 0 | 0 | 0 | 0 | 0 | 0 | 0 | 0 | 0 | 0 | 0 | 0 | 0 | 0 | 0 | 0 | 0 | 0 | 0 | 0 | 0 | 0 | 0
Gen_BB018 | MW | SEPD | Leading the Way | Lairg | 0.145 | 0.145 | 0.145 | 0.145 | 0.14549 | 0.14849 | 0.14954 | 0.15143 | 0.15312 | 0.15501 | 0.15669 | 0.15858 | 0.16026 | 0.16215 | 0.16404 | 0.16572 | 0.16761 | 0.16917 | 0.17082 | 0.17215 | 0.17361 | 0.17498 | 0.17606 | 0.17729 | 0.17846 | 0.17937 | 0.18043 | 0.18145 | 0.18242 | 0.18316 | 0.18407 | 0.18496
Hydrogen electrolysis | MW | SEPD | Leading the Way | Lairg | 0 | 0 | 0 | 0 | 0 | 0 | 0 | 0 | 0 | 0 | 0 | 0 | 0 | 0 | 0 | 0 | 0 | 0 | 0 | 0 | 0 | 0 | 0 | 0 | 0 | 0 | 0 | 0 | 0 | 0 | 0 | 0
Lct_BB001 | Number | SEPD | Leading the Way | Lairg | 3.6232 | 6.0132 | 10.7959 | 21.7171 | 37.0684 | 60.8414 | 90.2893 | 123.8405 | 163.9011 | 213.3015 | 326.9391 | 448.3572 | 571.4368 | 697.0768 | 823.2946 | 949.3547 | 1045.3568 | 1119.2709 | 1171.4884 | 1203.8641 | 1221.3844 | 1207.4329 | 1189.839 | 1167.7114 | 1141.9385 | 1108.5467 | 1069.9032 | 1026.3345 | 977.754 | 923.8517 | 864.1004 | 798.8176
Lct_BB003 | Number | SEPD | Leading the Way | Lairg | 0 | 0 | 0 | 0 | 0 | 0 | 0 | 0 | 0 | 0 | 0 | 0 | 0 | 0 | 0 | 0 | 0 | 0 | 0 | 0 | 0 | 0 | 0 | 0 | 0 | 0 | 0 | 0 | 0 | 0 | 0 | 0
Lct_BB005 | Number | SEPD | Leading the Way | Lairg | 27.6435 | 32.62 | 33.3841 | 44.45 | 75.3034 | 102.1832 | 133.1437 | 160.4439 | 202.0517 | 244.8502 | 292.3382 | 378.5507 | 416.7 | 453.6337 | 489.4308 | 524.7605 | 559.0328 | 577.6231 | 594.4461 | 615.017 | 625.6282 | 635.9889 | 641.3973 | 646.8201 | 657.5154 | 668.4888 | 679.6718 | 682.6718 | 685.6718 | 688.6718 | 691.6718 | 694.6718
Lct_BB006 | Number | SEPD | Leading the Way | Lairg | 0 | 0 | 0 | 0 | 0 | 0 | 0 | 0 | 0 | 0 | 0 | 0 | 0 | 0 | 0 | 0 | 0 | 0 | 0 | 0 | 0 | 0 | 0 | 0 | 0 | 0 | 0 | 0 | 0 | 0 | 0 | 0
Lct_BB007 | Number | SEPD | Leading the Way | Lairg | 0 | 0 | 0 | 0 | 0 | 0 | 0 | 0 | 0 | 0 | 0 | 0 | 0 | 0 | 0 | 0 | 0 | 0 | 0 | 0 | 0 | 0 | 0 | 0 | 0 | 0 | 0 | 0 | 0 | 0 | 0 | 0
Lct_BB008 | Number | SEPD | Leading the Way | Lairg | 0 | 0 | 0 | 0 | 0 | 0 | 0 | 0 | 0 | 0 | 0 | 0 | 0 | 0 | 0 | 0 | 0 | 0 | 0 | 0 | 0 | 0 | 0 | 0 | 0 | 0 | 0 | 0 | 0 | 0 | 0 | 0
Lct_BB010b | MW | SEPD | Leading the Way | Lairg | 0.014 | 0.0154 | 0.0238 | 0.0546 | 0.126 | 0.2254 | 0.3444 | 0.4746 | 0.6538 | 0.8806 | 1.4005 | 1.9235 | 2.4599 | 3.159 | 4.2054 | 5.0418 | 5.4088 | 5.5247 | 5.7858 | 5.8111 | 5.8207 | 5.8211 | 5.8214 | 5.8216 | 5.8217 | 5.8217 | 5.8217 | 5.8217 | 5.8217 | 5.8217 | 5.8217 | 5.8217
Lct_BB011b | MW | SEPD | Leading the Way | Lairg | 0 | 0.0007 | 0.00561 | 0.01254 | 0.02078 | 0.03018 | 0.04193 | 0.0539 | 0.06821 | 0.08531 | 0.10522 | 0.12689 | 0.15714 | 0.18953 | 0.22174 | 0.25141 | 0.27643 | 0.29533 | 0.30809 | 0.31506 | 0.31764 | 0.31764 | 0.31764 | 0.31764 | 0.31764 | 0.31764 | 0.31764 | 0.31764 | 0.31764 | 0.31764 | 0.31764 | 0.31764
Lct_BB012b | MW | SEPD | Leading the Way | Lairg | 0 | 0.0004 | 0.00107 | 0.00195 | 0.00264 | 0.00293 | 0.00309 | 0.0049 | 0.00706 | 0.00968 | 0.01261 | 0.01578 | 0.02022 | 0.02486 | 0.02929 | 0.03322 | 0.03637 | 0.03864 | 0.04003 | 0.04069 | 0.04074 | 0.04074 | 0.04074 | 0.04074 | 0.04074 | 0.04074 | 0.04074 | 0.04074 | 0.04074 | 0.04074 | 0.04074 | 0.04074
Lct_BB013b | MW | SEPD | Leading the Way | Lairg | 0 | 0.0012 | 0.00242 | 0.00495 | 0.00726 | 0.00971 | 0.01467 | 0.02177 | 0.02957 | 0.0335 | 0.03744 | 0.04184 | 0.04706 | 0.05236 | 0.05742 | 0.06179 | 0.06522 | 0.06751 | 0.06874 | 0.06897 | 0.06897 | 0.06897 | 0.06897 | 0.06897 | 0.06897 | 0.06897 | 0.06897 | 0.06897 | 0.06897 | 0.06897 | 0.06897 | 0.06897
Lct_BB014 | Number | SEPD | Leading the Way | Lairg | 0.39201 | 0.39502 | 0.39518 | 0.39858 | 0.40213 | 0.40303 | 0.40652 | 0.40746 | 0.40965 | 0.41183 | 0.41402 | 0.41621 | 0.4184 | 0.42059 | 0.42277 | 0.42496 | 0.42715 | 0.42934 | 0.43152 | 0.43371 | 0.4359 | 0.43809 | 0.44027 | 0.44246 | 0.44465 | 0.44684 | 0.44903 | 0.45121 | 0.4534 | 0.45559 | 0.45778 | 0.45996
Other generation | MW | SEPD | Leading the Way | Lairg | 0 | 0 | 0 | 0 | 0 | 0 | 0 | 0 | 0 | 0 | 0 | 0 | 0 | 0 | 0 | 0 | 0 | 0 | 0 | 0 | 0 | 0 | 0 | 0 | 0 | 0 | 0 | 0 | 0 | 0 | 0 | 0
Srg_BB001 | MW | SEPD | Leading the Way | Lairg | 0 | 0 | 0.056818 | 0.11264 | 0.17336 | 0.23893 | 0.34358 | 1.4633 | 2.1009 | 2.7553 | 3.4025 | 4.3805 | 5.3645 | 6.41 | 7.4442 | 8.4982 | 9.8081 | 10.7848 | 11.7944 | 12.8022 | 13.819 | 14.8632 | 15.1558 | 15.4528 | 15.7398 | 16.0294 | 16.315 | 16.4254 | 16.5313 | 16.6325 | 16.7329 | 16.8285
Srg_BB002 | MW | SEPD | Leading the Way | Lairg | 0 | 0 | 0.004022 | 0.0081115 | 0.0123 | 0.016665 | 0.021261 | 0.048178 | 0.058268 | 0.068716 | 0.080308 | 0.092359 | 0.10888 | 0.12598 | 0.14358 | 0.16163 | 0.18112 | 0.19729 | 0.21348 | 0.23057 | 0.24844 | 0.26717 | 0.27515 | 0.2827 | 0.28967 | 0.29607 | 0.30045 | 0.30476 | 0.30852 | 0.31174 | 0.31442 | 0.31707
Data centres (MW) | MW | SEPD | Leading the Way | Lunanhead | 0 | 0 | 0 | 0 | 0 | 0 | 0 | 0 | 0 | 0 | 0 | 0 | 0 | 0 | 0 | 0 | 0 | 0 | 0 | 0 | 0 | 0 | 0 | 0 | 0 | 0 | 0 | 0 | 0 | 0 | 0 | 0
Dem_BB001a | Number of homes (cumulative) | SEPD | Leading the Way | Lunanhead | 0 | 97.617 | 202.4546 | 302.9501 | 396.47 | 459.9501 | 510.7646 | 558.5115 | 599.1624 | 640.9706 | 684.5881 | 729.6562 | 764.6562 | 786.6562 | 799.6562 | 812.6562 | 823.6562 | 833.1354 | 842.7518 | 851.176 | 857.4667 | 862.5853 | 865.2057 | 866.7154 | 867.1257 | 867.4518 | 867.7189 | 867.9368 | 868.1134 | 868.2417 | 868.327 | 868.3674
Dem_BB002b | Floorspace (m2) (cumulative) | SEPD | Leading the Way | Lunanhead | 0 | 38618.1818 | 69512.7273 | 95803.6364 | 124106.6667 | 154421.8182 | 178749.0909 | 203563.6364 | 213578.1818 | 228992.7273 | 244857.2727 | 255771.8182 | 264674.2424 | 270277.2727 | 273868.1818 | 276113.6364 | 277013.6364 | 277913.6364 | 278363.6364 | 278363.6364 | 278363.6364 | 278363.6364 | 278363.6364 | 278363.6364 | 278363.6364 | 278363.6364 | 278363.6364 | 278363.6364 | 278363.6364 | 278363.6364 | 278363.6364 | 278363.6364
Domestic direct electric heating | Number | SEPD | Leading the Way | Lunanhead | 1897.4955 | 1908.0791 | 1919.4193 | 1903.4427 | 1860.9771 | 1787.2377 | 1688.8096 | 1597.3513 | 1507.9581 | 1422.7593 | 1344.1598 | 1293.5339 | 1270.0328 | 1260.5069 | 1250.0476 | 1240.0681 | 1231.4274 | 1223.9917 | 1216.3499 | 1209.6676 | 1203.7637 | 1198.1026 | 1193.5569 | 1189.108 | 1184.6711 | 1180.3423 | 1175.97 | 1171.5561 | 1167.0487 | 1162.5548 | 1158.0552 | 1153.5775
Gas: Hydrogen peaking | MW | SEPD | Leading the Way | Lunanhead | 0 | 0 | 0 | 0 | 0 | 0 | 0 | 0 | 0 | 0 | 0 | 0 | 0 | 0 | 0 | 0 | 0 | 0 | 0 | 0 | 0 | 0 | 0 | 0 | 0 | 0 | 0 | 0 | 0 | 0 | 0 | 0
Gen_BB001 | MW | SEPD | Leading the Way | Lunanhead | 0 | 0 | 0 | 0 | 0 | 0 | 0 | 0 | 0 | 0 | 0 | 0 | 0 | 0 | 0 | 0 | 0 | 0 | 0 | 0 | 0 | 0 | 0 | 0 | 0 | 0 | 0 | 0 | 0 | 0 | 0 | 0
Gen_BB004 | MW | SEPD | Leading the Way | Lunanhead | 2 | 2 | 2 | 2 | 2 | 2 | 2 | 2 | 2 | 2 | 2 | 2 | 2 | 2 | 0 | 0 | 0 | 0 | 0 | 0 | 0 | 0 | 0 | 0 | 0 | 0 | 0 | 0 | 0 | 0 | 0 | 0
Gen_BB005 | MW | SEPD | Leading the Way | Lunanhead | 0 | 0 | 0 | 0 | 0 | 0 | 0 | 0 | 0 | 0 | 0 | 0 | 0 | 0 | 0 | 0 | 0 | 0 | 0 | 0 | 0 | 0 | 0 | 0 | 0 | 0 | 0 | 0 | 0 | 0 | 0 | 0
Gen_BB006 | MW | SEPD | Leading the Way | Lunanhead | 0 | 0 | 0 | 0 | 0 | 0 | 0 | 0 | 0 | 0 | 0 | 0 | 0 | 0 | 0 | 0 | 0 | 0 | 0 | 0 | 0 | 0 | 0 | 0 | 0 | 0 | 0 | 0 | 0 | 0 | 0 | 0
Gen_BB008 | MW | SEPD | Leading the Way | Lunanhead | 0 | 0 | 0 | 0 | 0 | 0 | 0 | 0 | 0 | 0 | 0 | 0 | 0 | 0 | 0 | 0 | 0 | 0 | 0 | 0 | 0 | 0 | 0 | 0 | 0 | 0 | 0 | 0 | 0 | 0 | 0 | 0
Gen_BB010 | MW | SEPD | Leading the Way | Lunanhead | 1 | bar: 2020 to 2050
Gen_BB011 | MW | SEPD | Leading the Way | Lunanhead | 0 | 0 | 0 | 0 | 0 | 0 | 0 | 0 | 0 | 0 | 0 | 0 | 0 | 0 | 0 | 0 | 0 | 0 | 0 | 0 | 0 | 0 | 0 | 0 | 0 | 0 | 0 | 0 | 0 | 0 | 0 | 0
Gen_BB012 | MW | SEPD | Leading the Way | Lunanhead | 11.485 | 16.5521 | 16.6487 | 21.6475 | 21.6608 | 21.7304 | 21.8134 | 24.5654 | 27.283 | 30.5141 | 34.2112 | 38.3662 | 43.5136 | 49.1559 | 54.3709 | 59.7943 | 65.5218 | 71.6013 | 76.9033 | 81.4369 | 84.4862 | 86.4007 | 93.43 | 100.4688 | 104.1957 | 107.8878 | 111.5816 | 114.9059 | 117.8617 | 120.4492 | 122.6774 | 124.546
Gen_BB013 | MW | SEPD | Leading the Way | Lunanhead | 2.2179 | 2.2444 | 2.2882 | 2.346 | 2.419 | 2.4915 | 2.5719 | 2.7036 | 2.8297 | 2.981 | 3.1342 | 3.2902 | 3.4473 | 3.6005 | 3.7526 | 3.9105 | 4.0999 | 4.2753 | 4.446 | 4.6183 | 4.7909 | 4.9648 | 5.1445 | 5.3174 | 5.4828 | 5.6203 | 5.7576 | 5.888 | 6.0114 | 6.1279 | 6.2447 | 6.3619
Gen_BB014 | MW | SEPD | Leading the Way | Lunanhead | 0 | 0 | 0 | 0 | 0 | 0 | 0 | 0 | 0 | 0 | 0 | 0 | 0 | 0 | 0 | 0 | 0 | 0 | 0 | 0 | 0 | 0 | 0 | 0 | 0 | 0 | 0 | 0 | 0 | 0 | 0 | 0
Gen_BB015 | MW | SEPD | Leading the Way | Lunanhead | 6.4 | 6.4 | 6.4 | 6.4 | 6.4 | 6.4 | 6.4 | 6.4 | 6.4 | 7.2816 | 8.243 | 9.2184 | 10.629 | 11.5936 | 15.2035 | 16.2808 | 17.3837 | 18.5549 | 19.7984 | 21.1189 | 22.4354 | 23.7815 | 25.1061 | 26.346 | 27.5338 | 28.6571 | 29.7609 | 30.8536 | 31.9295 | 33.0474 | 34.1417 | 35.2761
Gen_BB016 | MW | SEPD | Leading the Way | Lunanhead | 4.8525 | 4.8525 | 4.8536 | 4.8555 | 4.8586 | 4.8737 | 4.8829 | 4.9 | 4.9313 | 4.9826 | 5.0727 | 5.1656 | 5.2786 | 5.9099 | 6.7012 | 8.734 | 9.4393 | 10.5447 | 10.6294 | 10.7126 | 10.7944 | 10.8746 | 10.9535 | 11.0308 | 11.1066 | 11.1808 | 11.2535 | 11.3268 | 11.4009 | 11.4758 | 11.5513 | 11.6277
Gen_BB017 | MW | SEPD | Leading the Way | Lunanhead | 0 | 0 | 0 | 0 | 0 | 0 | 0 | 0 | 0 | 0 | 0 | 0 | 0 | 0 | 0 | 0 | 0 | 0 | 0 | 0 | 0 | 0 | 0 | 0 | 0 | 0 | 0 | 0 | 0 | 0 | 0 | 0
Gen_BB018 | MW | SEPD | Leading the Way | Lunanhead | 1.7054 | 1.7054 | 1.7054 | 1.7054 | 1.7094 | 1.7338 | 1.7424 | 1.7578 | 1.7715 | 1.7868 | 1.8005 | 1.8159 | 1.8296 | 1.845 | 1.8603 | 1.874 | 1.8894 | 1.9021 | 1.9155 | 1.9264 | 1.9382 | 1.9494 | 1.9582 | 1.9682 | 1.9777 | 1.9851 | 1.9937 | 2.002 | 2.01 | 2.016 | 2.0234 | 2.0306
Hydrogen electrolysis | MW | SEPD | Leading the Way | Lunanhead | 0 | 0 | 0 | 0 | 0 | 0 | 0 | 0 | 0 | 0 | 0 | 0 | 0 | 0 | 0 | 0 | 0 | 0 | 0 | 0 | 0 | 0 | 0 | 0 | 0 | 0 | 0 | 0 | 0 | 0 | 0 | 0
Lct_BB001 | Number | SEPD | Leading the Way | Lunanhead | 59.15 | 98.2078 | 180.9249 | 368.4587 | 634.4245 | 1117.9083 | 1689.0743 | 2325.2057 | 3062.6201 | 3944.6955 | 5277.7808 | 6891.1765 | 8578.1202 | 10370.2854 | 12206.7063 | 14057.948 | 15675.599 | 17013.592 | 18065.301 | 18842.416 | 19403.4202 | 19498.2962 | 19518.2432 | 19449.6927 | 19305.3164 | 19010.6225 | 18561.2458 | 18027.4596 | 17406.8618 | 16691.4704 | 15872.8663 | 14942.4225
Lct_BB003 | Number | SEPD | Leading the Way | Lunanhead | 2.6294 | 3.0719 | 7.992 | 17.9288 | 29.5898 | 46.1656 | 81.0071 | 125.8762 | 176.6768 | 223.6348 | 278.4139 | 347.5641 | 412.7661 | 487.6936 | 569.8884 | 653.3685 | 732.5298 | 801.1175 | 856.2536 | 896.7763 | 925.3993 | 946.1603 | 960.0245 | 971.1441 | 980.6236 | 990.1578 | 1000.3532 | 996.2842 | 994.5032 | 994.803 | 996.9609 | 1000.7208
Lct_BB005 | Number | SEPD | Leading the Way | Lunanhead | 84.3634 | 130.8094 | 145.6518 | 297.0032 | 602.8289 | 876.961 | 1157.3567 | 1503.4115 | 1949.5384 | 2407.0555 | 2921.2703 | 3650.677 | 4062.9706 | 4471.981 | 4879.7662 | 5292.0883 | 5708.416 | 6000.0224 | 6324.7053 | 6763.6964 | 7162.8906 | 7686.9013 | 7973.5498 | 8262.0138 | 8545.5638 | 8830.3882 | 9116.1864 | 9149.7864 | 9183.3864 | 9216.9864 | 9250.5864 | 9284.1864
Lct_BB006 | Number | SEPD | Leading the Way | Lunanhead | 0 | 0 | 21.5079 | 42.7394 | 63.6921 | 84.3636 | 104.7587 | 148.2737 | 191.0886 | 233.1993 | 274.6088 | 327.8786 | 449.6619 | 570.089 | 689.1616 | 806.8789 | 923.2411 | 1062.3784 | 1199.8946 | 1335.7907 | 1470.0669 | 1602.7211 | 1676.4475 | 1749.676 | 1822.4081 | 1894.6401 | 1966.3757 | 1966.3757 | 1966.3757 | 1966.3757 | 1966.3757 | 1966.3757
Lct_BB007 | Number | SEPD | Leading the Way | Lunanhead | 31.603 | 41.1231 | 40.2901 | 67.0659 | 124.8733 | 168.0856 | 212.5346 | 256.7571 | 316.4332 | 376.7143 | 442.9563 | 520.6262 | 559.2632 | 597.4033 | 635.0471 | 672.1945 | 708.8459 | 730.8666 | 754.4166 | 785.1471 | 808.5235 | 837.3142 | 849.245 | 864.5586 | 879.9424 | 895.3964 | 910.9205 | 911.3091 | 911.9794 | 912.7435 | 913.6015 | 914.5533
Lct_BB008 | Number | SEPD | Leading the Way | Lunanhead | 0 | 0 | 1.3765 | 2.7351 | 4.076 | 5.3991 | 6.7045 | 9.4894 | 12.2293 | 14.9244 | 17.5745 | 20.1798 | 26.1356 | 32.0252 | 37.8486 | 43.6057 | 49.2966 | 56.1012 | 62.8266 | 69.4727 | 76.0396 | 82.5272 | 86.1328 | 89.7141 | 93.2711 | 96.8037 | 100.312 | 100.312 | 100.312 | 100.312 | 100.312 | 100.312
Lct_BB010b | MW | SEPD | Leading the Way | Lunanhead | 0.49 | 0.62323 | 0.88836 | 1.5699 | 2.6423 | 3.9144 | 5.6555 | 7.7182 | 9.9755 | 13.238 | 18.5646 | 24.5968 | 32.4217 | 40.8411 | 48.2299 | 53.1249 | 55.7189 | 57.7498 | 59.0853 | 59.7862 | 60.125 | 60.1636 | 60.192 | 60.2106 | 60.2213 | 60.2213 | 60.2213 | 60.2213 | 60.2213 | 60.2213 | 60.2213 | 60.2213
Lct_BB011b | MW | SEPD | Leading the Way | Lunanhead | 0.157 | 0.199 | 0.2524 | 0.38397 | 0.53376 | 0.70722 | 0.98932 | 1.3915 | 1.8872 | 2.2797 | 2.7106 | 3.2025 | 3.699 | 4.2355 | 4.7776 | 5.2824 | 5.7134 | 6.0451 | 6.2735 | 6.4034 | 6.4612 | 6.4763 | 6.4793 | 6.4851 | 6.4936 | 6.506 | 6.523 | 6.523 | 6.523 | 6.523 | 6.5233 | 6.5607
Lct_BB012b | MW | SEPD | Leading the Way | Lunanhead | 0.687 | 0.7076 | 0.72997 | 0.77285 | 0.81803 | 0.86015 | 0.90983 | 0.99305 | 1.0912 | 1.2059 | 1.3371 | 1.4837 | 1.6883 | 1.9076 | 2.1252 | 2.3287 | 2.5036 | 2.6421 | 2.743 | 2.8089 | 2.848 | 2.8556 | 2.8614 | 2.8655 | 2.8681 | 2.8694 | 2.8694 | 2.8694 | 2.8694 | 2.8694 | 2.8694 | 2.8694
Lct_BB013b | MW | SEPD | Leading the Way | Lunanhead | 0 | 0.0021 | 0.00421 | 0.0086 | 0.01261 | 0.01686 | 0.02545 | 0.03776 | 0.05127 | 0.05809 | 0.06492 | 0.07254 | 0.08159 | 0.09078 | 0.09957 | 0.10715 | 0.1131 | 0.11708 | 0.11922 | 0.11963 | 0.11963 | 0.11963 | 0.11963 | 0.11963 | 0.11963 | 0.11963 | 0.11963 | 0.11963 | 0.11963 | 0.11963 | 0.11963 | 0.11963
Lct_BB014 | Number | SEPD | Leading the Way | Lunanhead | 20.7358 | 20.8949 | 20.9033 | 21.0829 | 21.2706 | 21.3186 | 21.503 | 21.5528 | 21.6685 | 21.7842 | 21.8999 | 22.0156 | 22.1314 | 22.2471 | 22.3628 | 22.4785 | 22.5942 | 22.71 | 22.8257 | 22.9414 | 23.0571 | 23.1728 | 23.2885 | 23.4043 | 23.52 | 23.6357 | 23.7514 | 23.8671 | 23.9829 | 24.0986 | 24.2143 | 24.33
Other generation | MW | SEPD | Leading the Way | Lunanhead | 0 | 0 | 0 | 0 | 0 | 0 | 0 | 0 | 0 | 0 | 0 | 0 | 0 | 0 | 0 | 0 | 0 | 0 | 0 | 0 | 0 | 0 | 0 | 0 | 0 | 0 | 0 | 0 | 0 | 0 | 0 | 0
Srg_BB001 | MW | SEPD | Leading the Way | Lunanhead | 0 | 0.30081 | 10.4012 | 10.4424 | 10.4841 | 10.5261 | 10.9328 | 12.1509 | 12.4639 | 12.8141 | 13.2005 | 13.6743 | 13.7427 | 13.8257 | 13.9138 | 14.0121 | 14.1938 | 14.4647 | 14.7638 | 15.0772 | 15.4044 | 15.7496 | 15.988 | 16.2304 | 16.4722 | 16.7186 | 16.9668 | 17.0216 | 17.0757 | 17.1286 | 17.1821 | 17.2337
Srg_BB002 | MW | SEPD | Leading the Way | Lunanhead | 0 | 0 | 0.044191 | 0.089708 | 0.1371 | 0.18741 | 0.24152 | 0.57178 | 0.70047 | 0.83989 | 1.0014 | 1.1762 | 1.4252 | 1.6922 | 1.9764 | 2.2774 | 2.5972 | 2.8592 | 3.1185 | 3.3892 | 3.6692 | 3.96 | 4.0829 | 4.1983 | 4.3043 | 4.4011 | 4.467 | 4.5317 | 4.5881 | 4.6362 | 4.6763 | 4.7156
Data centres (MW) | MW | SEPD | Leading the Way | Lyndhurst | 0 | 0 | 0 | 0 | 0 | 0 | 0 | 0 | 0 | 0 | 0 | 0 | 0 | 0 | 0 | 0 | 0 | 0 | 0 | 0 | 0 | 0 | 0 | 0 | 0 | 0 | 0 | 0 | 0 | 0 | 0 | 0
Dem_BB001a | Number of homes (cumulative) | SEPD | Leading the Way | Lyndhurst | 0 | 15.5205 | 87.2582 | 174.0927 | 253.5174 | 327.3404 | 396.2223 | 432.0359 | 457.7519 | 481.4375 | 520.1197 | 545.9447 | 566.4804 | 577.4804 | 583.4804 | 589.4804 | 591.4804 | 593.9577 | 596.5719 | 598.9943 | 601.2833 | 602.3931 | 603.0085 | 603.5142 | 603.9213 | 604.2447 | 604.5097 | 604.7259 | 604.9012 | 605.0284 | 605.113 | 605.1531
Dem_BB002b | Floorspace (m2) (cumulative) | SEPD | Leading the Way | Lyndhurst | 0 | 0 | 3185 | 4881.5 | 12978 | 20197 | 33191 | 38477.5 | 41454 | 44818 | 48569.5 | 53276 | 56120 | 58955 | 60550 | 61452.5 | 63397.5 | 63912.5 | 64370 | 64742.5 | 64957.5 | 65172.5 | 65322.5 | 65472.5 | 65600 | 65600 | 65600 | 65600 | 65600 | 65600 | 65600 | 65600
Domestic direct electric heating | Number | SEPD | Leading the Way | Lyndhurst | 974.5891 | 976.3148 | 984.093 | 984.4473 | 975.3455 | 955.2376 | 924.8128 | 882.5275 | 839.7237 | 798.5436 | 762.0029 | 733.5831 | 714.4001 | 707.1023 | 702.1698 | 697.5656 | 693.0968 | 688.9372 | 684.4286 | 680.1922 | 676.0174 | 672.077 | 669.319 | 666.7305 | 664.2216 | 661.7931 | 659.3056 | 656.7601 | 654.1582 | 652.521 | 651.0406 | 649.5446
Gas: Hydrogen peaking | MW | SEPD | Leading the Way | Lyndhurst | 0 | 0 | 0 | 0 | 0 | 0 | 0 | 0 | 0 | 0 | 0 | 0 | 0 | 0 | 0 | 0 | 0 | 0 | 0 | 0 | 0 | 0 | 0 | 0 | 0 | 0 | 0.086 | 0.086 | 0.086 | 0.086 | 0.086 | 0.086
Gen_BB001 | MW | SEPD | Leading the Way | Lyndhurst | 0.086 | 0.086 | 0.086 | 0.086 | 0.086 | 0.086 | 0.086 | 0.086 | 0.086 | 0.086 | 0.086 | 0.086 | 0.086 | 0.086 | 0.086 | 0.086 | 0.086 | 0.086 | 0.086 | 0 | 0 | 0 | 0 | 0 | 0 | 0 | 0 | 0 | 0 | 0 | 0 | 0
Gen_BB004 | MW | SEPD | Leading the Way | Lyndhurst | 0 | 0 | 0 | 0 | 0 | 0 | 0 | 0 | 0 | 0 | 0 | 0 | 0 | 0 | 0 | 0 | 0 | 0 | 0 | 0 | 0 | 0 | 0 | 0 | 0 | 0 | 0 | 0 | 0 | 0 | 0 | 0
Gen_BB005 | MW | SEPD | Leading the Way | Lyndhurst | 0 | 0 | 0 | 0 | 0 | 0 | 0 | 0 | 0 | 0 | 0 | 0 | 0 | 0 | 0 | 0 | 0 | 0 | 0 | 0 | 0 | 0 | 0 | 0 | 0 | 0 | 0 | 0 | 0 | 0 | 0 | 0
Gen_BB006 | MW | SEPD | Leading the Way | Lyndhurst | 0 | 0 | 0 | 0 | 0 | 0 | 0 | 0 | 0 | 0 | 0 | 0 | 0 | 0 | 0 | 0 | 0 | 0 | 0 | 0 | 0 | 0 | 0 | 0 | 0 | 0 | 0 | 0 | 0 | 0 | 0 | 0
Gen_BB008 | MW | SEPD | Leading the Way | Lyndhurst | 0 | 0 | 0 | 0 | 0 | 0 | 0 | 0 | 0 | 0 | 0 | 0 | 0 | 0 | 0 | 0 | 0 | 0 | 0 | 0 | 0 | 0 | 0 | 0 | 0 | 0 | 0 | 0 | 0 | 0 | 0 | 0
Gen_BB010 | MW | SEPD | Leading the Way | Lyndhurst | 0 | 0 | 0 | 0 | 0 | 0 | 0 | 0 | 0 | 0 | 0 | 0 | 0 | 0 | 0 | 0 | 0 | 0 | 0 | 0 | 0 | 0 | 0 | 0 | 0 | 0 | 0 | 0 | 0 | 0 | 0 | 0
Gen_BB011 | MW | SEPD | Leading the Way | Lyndhurst | 0 | 0 | 0 | 0 | 0 | 0 | 0 | 0 | 0 | 0 | 0 | 0 | 0 | 0 | 0 | 0 | 0 | 0 | 0 | 0 | 0 | 0 | 0 | 0 | 0 | 0 | 0 | 0 | 0 | 0 | 0 | 0
Gen_BB012 | MW | SEPD | Leading the Way | Lyndhurst | 0.48571 | 0.48662 | 0.48809 | 0.49008 | 0.49287 | 0.49626 | 0.50064 | 0.51012 | 0.5202 | 0.53339 | 0.54717 | 0.56135 | 0.57577 | 0.59043 | 0.60532 | 0.62045 | 0.6354 | 0.64873 | 0.66224 | 0.67573 | 0.68932 | 0.70305 | 0.71619 | 0.72856 | 0.74016 | 0.74859 | 0.75703 | 0.76469 | 0.77156 | 0.77764 | 0.78375 | 0.78988
Gen_BB013 | MW | SEPD | Leading the Way | Lyndhurst | 0.40652 | 0.42529 | 0.46461 | 0.52098 | 0.5919 | 0.67213 | 0.76562 | 0.89973 | 1.0265 | 1.1772 | 1.3401 | 1.4925 | 1.6432 | 1.795 | 1.9488 | 2.1061 | 2.2605 | 2.4042 | 2.5454 | 2.689 | 2.8341 | 2.9816 | 3.1369 | 3.2877 | 3.4331 | 3.5553 | 3.6773 | 3.7935 | 3.9037 | 4.0081 | 4.1127 | 4.2176
Gen_BB014 | MW | SEPD | Leading the Way | Lyndhurst | 0 | 0 | 0 | 0 | 0 | 0 | 0 | 0 | 0 | 0 | 0 | 0 | 0 | 0 | 0 | 0 | 0 | 0 | 0 | 0 | 0 | 0 | 0 | 0 | 0 | 0 | 0 | 0 | 0 | 0 | 0 | 0
Gen_BB015 | MW | SEPD | Leading the Way | Lyndhurst | 3.5 | 3.5 | 3.5 | 3.5 | 3.5 | 3.5 | 3.5 | 3.5 | 3.5 | 3.5 | 3.5 | 7 | 7 | 7 | 7 | 7 | 7 | 7 | 7 | 7 | 7 | 7 | 7 | 7 | 7 | 7 | 7 | 7 | 7 | 7 | 7 | 7
Gen_BB016 | MW | SEPD | Leading the Way | Lyndhurst | 0 | 0 | 0 | 0 | 0 | 0 | 0 | 0 | 0 | 0 | 0 | 0 | 0 | 0 | 0 | 0 | 0 | 0 | 0 | 0 | 0 | 0 | 0 | 0 | 0 | 0 | 0 | 0 | 0 | 0 | 0 | 0
Gen_BB017 | MW | SEPD | Leading the Way | Lyndhurst | 0 | 0 | 0 | 0 | 0 | 0 | 0 | 0 | 0 | 0 | 0 | 0 | 0 | 0 | 0 | 0 | 0 | 0 | 0 | 0 | 0 | 0 | 0 | 0 | 0 | 0 | 0 | 0 | 0 | 0 | 0 | 0
Gen_BB018 | MW | SEPD | Leading the Way | Lyndhurst | 4.75 | 4.75 | 4.75 | 4.75 | 4.7681 | 4.8789 | 4.9176 | 4.9873 | 5.0494 | 5.119 | 5.1811 | 5.2508 | 5.3128 | 5.3826 | 5.4522 | 5.5143 | 5.584 | 5.6414 | 5.7022 | 5.7515 | 5.8051 | 5.8557 | 5.8957 | 5.941 | 5.984 | 6.0175 | 6.0567 | 6.0943 | 6.1303 | 6.1575 | 6.1911 | 6.2237
Hydrogen electrolysis | MW | SEPD | Leading the Way | Lyndhurst | 0 | 0 | 0 | 0 | 0 | 0 | 0 | 0 | 0 | 0 | 0 | 0 | 0 | 0 | 0 | 0 | 0 | 0 | 0 | 0 | 0 | 0 | 0 | 0 | 0 | 0 | 0 | 0 | 0 | 0 | 0 | 0
Lct_BB001 | Number | SEPD | Leading the Way | Lyndhurst | 29.1086 | 48.3595 | 88.0157 | 179.4463 | 310.8205 | 612.1945 | 952.6902 | 1321.7214 | 1735.8792 | 2214.2224 | 3095.6177 | 4192.6624 | 5339.6199 | 6560.7815 | 7805.7196 | 9050.2723 | 10082.147 | 10924.8399 | 11575.0114 | 12042.3188 | 12368.3087 | 12387.2256 | 12362.4272 | 12285.5031 | 12164.397 | 11954.5833 | 11668.7405 | 11325.5489 | 10922.9172 | 10455.1374 | 9916.0781 | 9296.6239
Lct_BB003 | Number | SEPD | Leading the Way | Lyndhurst | 0 | 0 | 0.78323 | 1.5437 | 2.5501 | 4.0487 | 6.437 | 19.7027 | 31.5132 | 44.8761 | 59.7563 | 78.8791 | 96.9667 | 115.6697 | 136.2211 | 157.1013 | 176.9448 | 194.1776 | 208.0842 | 218.3334 | 225.6193 | 230.9658 | 234.5398 | 237.4601 | 239.992 | 242.5587 | 245.3023 | 244.1651 | 243.6463 | 243.6957 | 244.2543 | 245.2505
Lct_BB005 | Number | SEPD | Leading the Way | Lyndhurst | 16.4253 | 39.3392 | 49.8275 | 159.133 | 343.6775 | 543.7391 | 720.7152 | 962.0205 | 1258.9853 | 1564.9514 | 1928.7101 | 2409.8199 | 2719.8831 | 3037.3353 | 3362.404 | 3696.0487 | 4037.8722 | 4306.2223 | 4618.4439 | 5051.0284 | 5479.815 | 6055.8968 | 6373.7374 | 6694.1484 | 6987.7329 | 7284.0468 | 7581.8929 | 7615.4929 | 7649.0929 | 7682.6929 | 7716.2929 | 7749.8929
Lct_BB006 | Number | SEPD | Leading the Way | Lyndhurst | 0 | 0 | 23.176 | 46.0513 | 68.6287 | 90.906 | 112.884 | 159.7748 | 205.9101 | 251.2879 | 295.9095 | 358.8738 | 502.8193 | 645.1618 | 785.9046 | 925.0463 | 1062.5863 | 1227.046 | 1389.5882 | 1550.2166 | 1708.9294 | 1865.7263 | 1952.8696 | 2039.4236 | 2125.3905 | 2210.7693 | 2295.5598 | 2295.5598 | 2295.5598 | 2295.5598 | 2295.5598 | 2295.5598
Lct_BB007 | Number | SEPD | Leading the Way | Lyndhurst | 25.9473 | 33.7638 | 33.0798 | 55.0639 | 102.5262 | 138.0052 | 174.4997 | 210.8082 | 259.8047 | 309.2981 | 363.6855 | 427.4557 | 459.1783 | 490.493 | 521.4 | 551.8996 | 581.9919 | 600.0718 | 619.4074 | 644.6384 | 663.8314 | 687.4697 | 697.2654 | 709.8385 | 722.4692 | 735.1575 | 747.9034 | 748.2224 | 748.7727 | 749.4 | 750.1045 | 750.886
Lct_BB008 | Number | SEPD | Leading the Way | Lyndhurst | 0 | 0 | 1.1302 | 2.2457 | 3.3467 | 4.433 | 5.5048 | 7.7913 | 10.0409 | 12.2536 | 14.4295 | 16.5685 | 21.4585 | 26.2941 | 31.0753 | 35.8022 | 40.4746 | 46.0615 | 51.5833 | 57.0401 | 62.4318 | 67.7584 | 70.7188 | 73.6592 | 76.5795 | 79.48 | 82.3605 | 82.3605 | 82.3605 | 82.3605 | 82.3605 | 82.3605
Lct_BB010b | MW | SEPD | Leading the Way | Lyndhurst | 0.168 | 0.24248 | 0.35678 | 0.66336 | 1.118 | 1.7245 | 2.5183 | 3.4226 | 4.524 | 5.9682 | 9.4056 | 13.1984 | 16.9168 | 21.4693 | 26.0043 | 30.448 | 33.9639 | 35.8184 | 37.8108 | 38.528 | 38.806 | 38.826 | 38.8407 | 38.8504 | 38.8559 | 38.8559 | 38.8559 | 38.8559 | 38.8559 | 38.8559 | 38.8559 | 38.8559
Lct_BB011b | MW | SEPD | Leading the Way | Lyndhurst | 0.081 | 0.104 | 0.1268 | 0.19225 | 0.26472 | 0.34951 | 0.49911 | 0.72563 | 1.0069 | 1.2114 | 1.4333 | 1.6889 | 1.9216 | 2.1738 | 2.4308 | 2.6707 | 2.877 | 3.0366 | 3.1477 | 3.2112 | 3.2405 | 3.2504 | 3.2524 | 3.2561 | 3.2617 | 3.2698 | 3.281 | 3.281 | 3.281 | 3.281 | 3.2811 | 3.3056
Lct_BB012b | MW | SEPD | Leading the Way | Lyndhurst | 0.612 | 0.6324 | 0.65375 | 0.70011 | 0.75254 | 0.80811 | 0.87962 | 0.97049 | 1.0776 | 1.1984 | 1.336 | 1.4895 | 1.7021 | 1.9298 | 2.1558 | 2.3666 | 2.5473 | 2.6898 | 2.7926 | 2.8584 | 2.8962 | 2.8971 | 2.8978 | 2.8983 | 2.8986 | 2.8988 | 2.8988 | 2.8988 | 2.8988 | 2.8988 | 2.8988 | 2.8988
Lct_BB013b | MW | SEPD | Leading the Way | Lyndhurst | 0 | 0 | 0 | 0 | 0 | 0 | 0 | 0 | 0 | 0 | 0 | 0 | 0 | 0 | 0 | 0 | 0 | 0 | 0 | 0 | 0 | 0 | 0 | 0 | 0 | 0 | 0 | 0 | 0 | 0 | 0 | 0
Lct_BB014 | Number | SEPD | Leading the Way | Lyndhurst | 34.7068 | 34.9731 | 34.987 | 35.2877 | 35.602 | 35.6822 | 35.9909 | 36.0741 | 36.2678 | 36.4615 | 36.6552 | 36.8489 | 37.0426 | 37.2362 | 37.4299 | 37.6236 | 37.8173 | 38.011 | 38.2047 | 38.3984 | 38.5921 | 38.7857 | 38.9794 | 39.1731 | 39.3668 | 39.5605 | 39.7542 | 39.9479 | 40.1415 | 40.3352 | 40.5289 | 40.7226
Other generation | MW | SEPD | Leading the Way | Lyndhurst | 0 | 0 | 0 | 0 | 0 | 0 | 0 | 0 | 0 | 0 | 0 | 0 | 0 | 0 | 0 | 0 | 0 | 0 | 0 | 0 | 0 | 0 | 0 | 0 | 0 | 0 | 0 | 0 | 0 | 0 | 0 | 0
Srg_BB001 | MW | SEPD | Leading the Way | Lyndhurst | 0 | 0.21644 | 0.28853 | 50.2173 | 50.2463 | 50.2755 | 50.5664 | 51.423 | 51.6337 | 51.862 | 52.1074 | 52.3964 | 52.436 | 52.4777 | 52.5188 | 52.5607 | 52.6126 | 52.6874 | 52.7632 | 52.8387 | 52.9143 | 52.9906 | 53.1063 | 53.2222 | 53.3376 | 53.4531 | 53.5684 | 53.5722 | 53.5758 | 53.5792 | 53.5826 | 53.5857
Srg_BB002 | MW | SEPD | Leading the Way | Lyndhurst | 0 | 0 | 0.0087926 | 0.018375 | 0.029045 | 0.041163 | 0.055182 | 0.15195 | 0.19359 | 0.24348 | 0.30628 | 0.37923 | 0.48945 | 0.61377 | 0.75206 | 0.90429 | 1.0701 | 1.2086 | 1.3482 | 1.4963 | 1.6519 | 1.8158 | 1.8859 | 1.9525 | 2.0142 | 2.0709 | 2.1098 | 2.1481 | 2.1816 | 2.2103 | 2.2342 | 2.2578
Data centres (MW) | MW | SEPD | Leading the Way | MILLENNIUM WINDFARM AUX GSP | 0 | 0 | 0 | 0 | 0 | 0 | 0 | 0 | 0 | 0 | 0 | 0 | 0 | 0 | 0 | 0 | 0 | 0 | 0 | 0 | 0 | 0 | 0 | 0 | 0 | 0 | 0 | 0 | 0 | 0 | 0 | 0
Dem_BB001a | Number of homes (cumulative) | SEPD | Leading the Way | MILLENNIUM WINDFARM AUX GSP | 0 | 0 | 0 | 0 | 0 | 0 | 0 | 0 | 0 | 0 | 0 | 0 | 0 | 0 | 0 | 0 | 0 | 0.0092426 | 0.019342 | 0.028241 | 0.036305 | 0.050446 | 0.058288 | 0.064731 | 0.069919 | 0.07404 | 0.077417 | 0.080171 | 0.082404 | 0.084026 | 0.085103 | 0.085614
Dem_BB002b | Floorspace (m2) (cumulative) | SEPD | Leading the Way | MILLENNIUM WINDFARM AUX GSP | 0 | 0 | 0 | 0 | 0 | 0 | 0 | 0 | 0 | 0 | 0 | 0 | 0 | 0 | 0 | 0 | 0 | 0 | 0 | 0 | 0 | 0 | 0 | 0 | 0 | 0 | 0 | 0 | 0 | 0 | 0 | 0
Domestic direct electric heating | Number | SEPD | Leading the Way | MILLENNIUM WINDFARM AUX GSP | 27.0719 | 27.0719 | 27.0719 | 27.0047 | 26.9053 | 26.7762 | 26.621 | 26.5047 | 26.3929 | 26.2857 | 25.9559 | 25.8049 | 25.8122 | 25.814 | 25.7712 | 25.7287 | 25.6867 | 25.6451 | 25.604 | 25.5632 | 25.5229 | 25.4829 | 25.4433 | 25.4042 | 25.3655 | 25.3271 | 25.2891 | 25.2515 | 25.2142 | 25.1774 | 25.1409 | 25.1047
Gas: Hydrogen peaking | MW | SEPD | Leading the Way | MILLENNIUM WINDFARM AUX GSP | 0 | 0 | 0 | 0 | 0 | 0 | 0 | 0 | 0 | 0 | 0 | 0 | 0 | 0 | 0 | 0 | 0 | 0 | 0 | 0 | 0 | 0 | 0 | 0 | 0 | 0 | 0 | 0 | 0 | 0 | 0 | 0
Gen_BB001 | MW | SEPD | Leading the Way | MILLENNIUM WINDFARM AUX GSP | 0 | 0 | 0 | 0 | 0 | 0 | 0 | 0 | 0 | 0 | 0 | 0 | 0 | 0 | 0 | 0 | 0 | 0 | 0 | 0 | 0 | 0 | 0 | 0 | 0 | 0 | 0 | 0 | 0 | 0 | 0 | 0
Gen_BB004 | MW | SEPD | Leading the Way | MILLENNIUM WINDFARM AUX GSP | 0 | 0 | 0 | 0 | 0 | 0 | 0 | 0 | 0 | 0 | 0 | 0 | 0 | 0 | 0 | 0 | 0 | 0 | 0 | 0 | 0 | 0 | 0 | 0 | 0 | 0 | 0 | 0 | 0 | 0 | 0 | 0
Gen_BB005 | MW | SEPD | Leading the Way | MILLENNIUM WINDFARM AUX GSP | 0 | 0 | 0.5 | 0.5 | 0.5 | 0.5 | 0.5 | 0.5 | 0.5 | 0.5 | 0.5 | 0.5 | 0 | 0 | 0 | 0 | 0 | 0 | 0 | 0 | 0 | 0 | 0 | 0 | 0 | 0 | 0 | 0 | 0 | 0 | 0 | 0
Gen_BB006 | MW | SEPD | Leading the Way | MILLENNIUM WINDFARM AUX GSP | 0 | 0 | 0 | 0 | 0 | 0 | 0 | 0 | 0 | 0 | 0 | 0 | 0 | 0 | 0 | 0 | 0 | 0 | 0 | 0 | 0 | 0 | 0 | 0 | 0 | 0 | 0 | 0 | 0 | 0 | 0 | 0
Gen_BB008 | MW | SEPD | Leading the Way | MILLENNIUM WINDFARM AUX GSP | 0 | 0 | 0 | 0 | 0 | 0 | 0 | 0 | 0 | 0 | 0 | 0 | 0 | 0 | 0 | 0 | 0 | 0 | 0 | 0 | 0 | 0 | 0 | 0 | 0 | 0 | 0 | 0 | 0 | 0 | 0 | 0
Gen_BB010 | MW | SEPD | Leading the Way | MILLENNIUM WINDFARM AUX GSP | 0 | 0 | 0 | 0 | 0 | 0 | 0 | 0 | 0 | 0 | 0 | 0 | 0 | 0 | 0 | 0 | 0 | 0 | 0 | 0 | 0 | 0 | 0 | 0 | 0 | 0 | 0 | 0 | 0 | 0 | 0 | 0
Gen_BB011 | MW | SEPD | Leading the Way | MILLENNIUM WINDFARM AUX GSP | 0 | 0 | 0 | 0 | 0 | 0 | 0 | 0 | 0 | 0 | 0 | 0 | 0 | 0 | 0 | 0 | 0 | 0 | 0 | 0 | 0 | 0 | 0 | 0 | 0 | 0 | 0 | 0 | 0 | 0 | 0 | 0
Gen_BB012 | MW | SEPD | Leading the Way | MILLENNIUM WINDFARM AUX GSP | 0 | 3.6633e-05 | 0.00010443 | 0.00020945 | 0.00037531 | 0.00059679 | 0.00090761 | 0.001642 | 0.0024804 | 0.0036331 | 0.0048819 | 0.0061982 | 0.0075585 | 0.0089569 | 0.01039 | 0.011857 | 0.012594 | 0.013227 | 0.013844 | 0.014441 | 0.015024 | 0.015595 | 0.016133 | 0.016632 | 0.017098 | 0.017444 | 0.01779 | 0.018106 | 0.018394 | 0.018655 | 0.018917 | 0.019179
Gen_BB013 | MW | SEPD | Leading the Way | MILLENNIUM WINDFARM AUX GSP | 0.015346 | 0.017105 | 0.019754 | 0.023106 | 0.027452 | 0.032333 | 0.038208 | 0.049844 | 0.061174 | 0.074974 | 0.088613 | 0.10208 | 0.11524 | 0.12817 | 0.14095 | 0.15364 | 0.15682 | 0.15966 | 0.16251 | 0.16536 | 0.1682 | 0.17104 | 0.17376 | 0.17631 | 0.17871 | 0.18049 | 0.18227 | 0.1839 | 0.18539 | 0.18673 | 0.18807 | 0.18941
Gen_BB014 | MW | SEPD | Leading the Way | MILLENNIUM WINDFARM AUX GSP | 0 | 0 | 0 | 0 | 0 | 0 | 0 | 0 | 0 | 0 | 0 | 0 | 0 | 0 | 0 | 0 | 0 | 0 | 0 | 0 | 0 | 0 | 0 | 0 | 0 | 0 | 0 | 0 | 0 | 0 | 0 | 0
Gen_BB015 | MW | SEPD | Leading the Way | MILLENNIUM WINDFARM AUX GSP | 0 | 0 | 0 | 0 | 0 | 0 | 0 | 0 | 0 | 0.13133 | 0.27455 | 0.41986 | 0.62999 | 0.77369 | 0.9301 | 1.0906 | 1.2549 | 1.4293 | 1.6146 | 1.8113 | 2.0074 | 2.208 | 2.4053 | 2.59 | 2.7669 | 2.9343 | 3.0987 | 3.2615 | 3.4218 | 3.5883 | 3.7513 | 3.9203
Gen_BB016 | MW | SEPD | Leading the Way | MILLENNIUM WINDFARM AUX GSP | 0.021222 | 0.021222 | 0.021397 | 0.021679 | 0.022144 | 0.024379 | 0.025763 | 0.028303 | 0.032962 | 0.040608 | 0.054034 | 0.067867 | 0.084706 | 0.0998 | 0.11488 | 0.13616 | 0.15185 | 0.16755 | 0.18016 | 0.19256 | 0.20474 | 0.2167 | 0.22844 | 0.23996 | 0.25125 | 0.26231 | 0.27313 | 0.28406 | 0.2951 | 0.30625 | 0.31751 | 0.32888
Gen_BB017 | MW | SEPD | Leading the Way | MILLENNIUM WINDFARM AUX GSP | 0 | 0 | 0 | 0 | 0 | 0 | 0 | 0 | 0 | 0 | 0 | 0 | 0 | 0 | 0 | 0 | 0 | 0 | 0 | 0 | 0 | 0 | 0 | 0 | 0 | 0 | 0 | 0 | 0 | 0 | 0 | 0
Gen_BB018 | MW | SEPD | Leading the Way | MILLENNIUM WINDFARM AUX GSP | 20.55 | 20.55 | 20.55 | 20.55 | 20.55 | 20.55 | 20.55 | 20.55 | 20.55 | 20.55 | 20.55 | 20.55 | 20.55 | 20.55 | 20.55 | 20.55 | 20.55 | 20.55 | 20.55 | 20.55 | 20.55 | 20.55 | 20.55 | 20.55 | 20.55 | 20.55 | 20.55 | 20.55 | 20.55 | 20.55 | 20.55 | 20.55
Hydrogen electrolysis | MW | SEPD | Leading the Way | MILLENNIUM WINDFARM AUX GSP | 0 | 0 | 0 | 0 | 0 | 0 | 0 | 0 | 0 | 0 | 0 | 0 | 0 | 0 | 0 | 0 | 0 | 0 | 0 | 0 | 0 | 0 | 0 | 0 | 0 | 0 | 0 | 0 | 0 | 0 | 0 | 0
Lct_BB001 | Number | SEPD | Leading the Way | MILLENNIUM WINDFARM AUX GSP | 0.8469 | 1.4113 | 2.5112 | 5.0332 | 8.5679 | 13.1019 | 19.0628 | 26.0162 | 34.5849 | 45.4558 | 57.9821 | 70.9067 | 83.9069 | 97.0328 | 110.1959 | 123.3423 | 135.3943 | 144.5126 | 150.7749 | 154.477 | 156.2456 | 153.9624 | 151.2141 | 147.9027 | 144.1518 | 139.459 | 134.1058 | 128.1689 | 121.6555 | 114.477 | 106.6357 | 98.1943
Lct_BB003 | Number | SEPD | Leading the Way | MILLENNIUM WINDFARM AUX GSP | 0 | 0 | 0 | 0 | 0 | 0 | 0 | 0 | 0 | 0 | 0 | 0 | 0 | 0 | 0 | 0 | 0 | 0 | 0 | 0 | 0 | 0 | 0 | 0 | 0 | 0 | 0 | 0 | 0 | 0 | 0 | 0
Lct_BB005 | Number | SEPD | Leading the Way | MILLENNIUM WINDFARM AUX GSP | 5.6611 | 6.5142 | 6.6466 | 8.5646 | 13.9163 | 18.607 | 24.0081 | 28.766 | 36.0144 | 43.4605 | 51.6937 | 61.7797 | 66.2601 | 70.6385 | 74.9173 | 79.0894 | 83.149 | 85.1522 | 87.0826 | 89.3926 | 90.4042 | 91.3749 | 91.7208 | 92.0682 | 93.0136 | 93.9862 | 95.0055 | 95.0055 | 95.0055 | 95.0055 | 95.0055 | 95.0055
Lct_BB006 | Number | SEPD | Leading the Way | MILLENNIUM WINDFARM AUX GSP | 0 | 0 | 0 | 0 | 0 | 0 | 0 | 0 | 0 | 0 | 0 | 0 | 0 | 0 | 0 | 0 | 0 | 0 | 0 | 0 | 0 | 0 | 0 | 0 | 0 | 0 | 0 | 0 | 0 | 0 | 0 | 0
Lct_BB007 | Number | SEPD | Leading the Way | MILLENNIUM WINDFARM AUX GSP | 0 | 0 | 0 | 0 | 0 | 0 | 0 | 0 | 0 | 0 | 0 | 0 | 0 | 0 | 0 | 0 | 0 | 0 | 0 | 0 | 0 | 0 | 0 | 0 | 0 | 0 | 0 | 0 | 0 | 0 | 0 | 0
Lct_BB008 | Number | SEPD | Leading the Way | MILLENNIUM WINDFARM AUX GSP | 0 | 0 | 0 | 0 | 0 | 0 | 0 | 0 | 0 | 0 | 0 | 0 | 0 | 0 | 0 | 0 | 0 | 0 | 0 | 0 | 0 | 0 | 0 | 0 | 0 | 0 | 0 | 0 | 0 | 0 | 0 | 0
Lct_BB010b | MW | SEPD | Leading the Way | MILLENNIUM WINDFARM AUX GSP | 0.014 | 0.014 | 0.0224 | 0.0308 | 0.0504 | 0.0756 | 0.1134 | 0.1358 | 0.1806 | 0.231 | 0.2898 | 0.3556 | 0.4102 | 0.6538 | 0.7504 | 0.7588 | 0.7588 | 0.7588 | 0.7588 | 0.7588 | 0.7588 | 0.7588 | 0.7588 | 0.7588 | 0.7588 | 0.7588 | 0.7588 | 0.7588 | 0.7588 | 0.7588 | 0.7588 | 0.7588
Lct_BB011b | MW | SEPD | Leading the Way | MILLENNIUM WINDFARM AUX GSP | 0 | 0 | 0.00078 | 0.00175 | 0.0029 | 0.00413 | 0.0057 | 0.0073 | 0.00924 | 0.01155 | 0.01422 | 0.01715 | 0.02123 | 0.02565 | 0.02997 | 0.03402 | 0.03737 | 0.03991 | 0.04161 | 0.04258 | 0.04295 | 0.04295 | 0.04295 | 0.04295 | 0.04295 | 0.04295 | 0.04295 | 0.04295 | 0.04295 | 0.04295 | 0.04295 | 0.04295
Lct_BB012b | MW | SEPD | Leading the Way | MILLENNIUM WINDFARM AUX GSP | 0 | 0.0001 | 0.00013 | 0.00024 | 0.00033 | 0.00037 | 0.00038 | 0.0006 | 0.00087 | 0.00119 | 0.00156 | 0.00196 | 0.00251 | 0.00309 | 0.00364 | 0.00413 | 0.00452 | 0.0048 | 0.00497 | 0.00504 | 0.00505 | 0.00505 | 0.00505 | 0.00505 | 0.00505 | 0.00505 | 0.00505 | 0.00505 | 0.00505 | 0.00505 | 0.00505 | 0.00505
Lct_BB013b | MW | SEPD | Leading the Way | MILLENNIUM WINDFARM AUX GSP | 0 | 0 | 0 | 0 | 0 | 0 | 0 | 0 | 0 | 0 | 0 | 0 | 0 | 0 | 0 | 0 | 0 | 0 | 0 | 0 | 0 | 0 | 0 | 0 | 0 | 0 | 0 | 0 | 0 | 0 | 0 | 0
Lct_BB014 | Number | SEPD | Leading the Way | MILLENNIUM WINDFARM AUX GSP | 0.075067 | 0.075643 | 0.075673 | 0.076323 | 0.077003 | 0.077176 | 0.077844 | 0.078024 | 0.078443 | 0.078862 | 0.079281 | 0.0797 | 0.080119 | 0.080538 | 0.080957 | 0.081375 | 0.081794 | 0.082213 | 0.082632 | 0.083051 | 0.08347 | 0.083889 | 0.084308 | 0.084727 | 0.085146 | 0.085565 | 0.085984 | 0.086403 | 0.086821 | 0.08724 | 0.087659 | 0.088078
Other generation | MW | SEPD | Leading the Way | MILLENNIUM WINDFARM AUX GSP | 0 | 0 | 0 | 0 | 0 | 0 | 0 | 0 | 0 | 0 | 0 | 0 | 0 | 0 | 0 | 0 | 0 | 0 | 0 | 0 | 0 | 0 | 0 | 0 | 0 | 0 | 0 | 0 | 0 | 0 | 0 | 0
Srg_BB001 | MW | SEPD | Leading the Way | MILLENNIUM WINDFARM AUX GSP | 0 | 0 | 0 | 0 | 0 | 0 | 0 | 0 | 0 | 0.00044658 | 0.0013578 | 0.0036334 | 0.0040753 | 0.0048562 | 0.0057265 | 0.0068582 | 0.009942 | 0.014617 | 0.020126 | 0.026219 | 0.032991 | 0.040669 | 0.043269 | 0.046097 | 0.04895 | 0.051985 | 0.055101 | 0.056871 | 0.058639 | 0.060394 | 0.0622 | 0.063981
Srg_BB002 | MW | SEPD | Leading the Way | MILLENNIUM WINDFARM AUX GSP | 0 | 0 | 0.00038662 | 0.00084622 | 0.0014052 | 0.002091 | 0.0029433 | 0.0094518 | 0.012447 | 0.016248 | 0.021237 | 0.027215 | 0.036465 | 0.047099 | 0.059113 | 0.072509 | 0.086459 | 0.0977 | 0.10865 | 0.1199 | 0.13138 | 0.14314 | 0.14805 | 0.15261 | 0.15676 | 0.16052 | 0.16307 | 0.16555 | 0.16771 | 0.16954 | 0.17106 | 0.17255
Data centres (MW) | MW | SEPD | Leading the Way | MacDuff | 0 | 0 | 0 | 0 | 0 | 0 | 0 | 0 | 0 | 0 | 0 | 0 | 0 | 0 | 0 | 0 | 0 | 0 | 0 | 0 | 0 | 0 | 0 | 0 | 0 | 0 | 0 | 0 | 0 | 0 | 0 | 0
Dem_BB001a | Number of homes (cumulative) | SEPD | Leading the Way | MacDuff | 0 | 42.8938 | 90.884 | 117.7247 | 124.576 | 131.41 | 138.2785 | 143.1069 | 147.878 | 152.7428 | 157.4941 | 162.5043 | 166.2718 | 166.2718 | 166.2718 | 166.2718 | 166.2718 | 166.8359 | 167.4522 | 167.9952 | 168.4873 | 168.9014 | 169.131 | 169.3197 | 169.4716 | 169.5922 | 169.6911 | 169.7718 | 169.8371 | 169.8846 | 169.9162 | 169.9311
Dem_BB002b | Floorspace (m2) (cumulative) | SEPD | Leading the Way | MacDuff | 0 | 2250 | 4052.296 | 5680.9824 | 5932.9878 | 6185.1272 | 6437.4006 | 6639.406 | 6841.5059 | 7042.5058 | 7243.5057 | 7444.5056 | 7520.2065 | 7520.675 | 7521.0095 | 7521.21 | 7521.31 | 7521.31 | 7521.31 | 7521.31 | 7521.31 | 7521.31 | 7521.31 | 7521.31 | 7521.31 | 7521.31 | 7521.31 | 7521.31 | 7521.31 | 7521.31 | 7521.31 | 7521.31
Domestic direct electric heating | Number | SEPD | Leading the Way | MacDuff | 819.5408 | 824.1845 | 829.3687 | 817.9388 | 788.7873 | 747.4025 | 695.8509 | 651.8187 | 609.7989 | 569.6733 | 532.986 | 505.9535 | 500.6287 | 498.5803 | 492.0042 | 485.6861 | 479.6423 | 474.4568 | 469.4775 | 464.6215 | 459.8844 | 455.87 | 452.5236 | 449.1953 | 445.9791 | 442.7747 | 439.5706 | 436.3738 | 433.1604 | 429.963 | 426.7768 | 423.6101
Gas: Hydrogen peaking | MW | SEPD | Leading the Way | MacDuff | 0 | 0 | 0 | 0 | 0 | 0 | 0 | 0 | 0 | 0 | 0 | 0 | 0 | 0 | 0 | 0 | 0 | 0 | 0 | 0 | 0 | 0 | 0 | 0 | 0 | 0 | 0 | 0 | 0 | 0 | 0 | 0
Gen_BB001 | MW | SEPD | Leading the Way | MacDuff | 0 | 0 | 0 | 0 | 0 | 0 | 0 | 0 | 0 | 0 | 0 | 0 | 0 | 0 | 0 | 0 | 0 | 0 | 0 | 0 | 0 | 0 | 0 | 0 | 0 | 0 | 0 | 0 | 0 | 0 | 0 | 0
Gen_BB004 | MW | SEPD | Leading the Way | MacDuff | 0 | 0 | 0 | 0 | 0 | 0 | 0 | 0 | 0 | 0 | 0 | 0 | 0 | 0 | 0 | 0 | 0 | 0 | 0 | 0 | 0 | 0 | 0 | 0 | 0 | 0 | 0 | 0 | 0 | 0 | 0 | 0
Gen_BB005 | MW | SEPD | Leading the Way | MacDuff | 0 | 0 | 0 | 0 | 0 | 0 | 0 | 0 | 0 | 0 | 0 | 0 | 0 | 0 | 0 | 0 | 0 | 0 | 0 | 0 | 0 | 0 | 0 | 0 | 0 | 0 | 0 | 0 | 0 | 0 | 0 | 0
Gen_BB006 | MW | SEPD | Leading the Way | MacDuff | 0 | 0 | 0 | 0 | 0 | 0 | 0 | 0 | 0 | 0 | 0 | 0 | 0 | 0 | 0 | 0 | 0 | 0 | 0 | 0 | 0 | 0 | 0 | 0 | 0 | 0 | 0 | 0 | 0 | 0 | 0 | 0
Gen_BB008 | MW | SEPD | Leading the Way | MacDuff | 0 | 0 | 0 | 0 | 0 | 0 | 0 | 0 | 0 | 0 | 0 | 0 | 0 | 0 | 0 | 0 | 0 | 0 | 0 | 0 | 0 | 0 | 0 | 0 | 0 | 0 | 0 | 0 | 0 | 0 | 0 | 0
Gen_BB010 | MW | SEPD | Leading the Way | MacDuff | 0 | 0 | 0 | 0 | 0 | 0 | 0 | 0 | 0 | 5 | 5 | 5 | 5 | 5 | 5 | 5 | 5 | 5 | 5 | 5 | 5 | 5 | 5 | 5 | 5 | 5 | 5 | 5 | 5 | 5 | 5 | 5
Gen_BB011 | MW | SEPD | Leading the Way | MacDuff | 0 | 0 | 0 | 0 | 0 | 0 | 0 | 0 | 0 | 0 | 0 | 0 | 0 | 0 | 0 | 0 | 0 | 0 | 0 | 0 | 0 | 0 | 0 | 0 | 0 | 0 | 0 | 0 | 0 | 0 | 0 | 0
Gen_BB012 | MW | SEPD | Leading the Way | MacDuff | 0.27176 | 0.27328 | 0.27554 | 0.27828 | 0.28168 | 0.28527 | 0.28935 | 0.29666 | 0.30301 | 0.30996 | 0.31615 | 0.32172 | 0.32687 | 0.33171 | 0.33633 | 0.34076 | 0.34734 | 0.35317 | 0.35903 | 0.36485 | 0.37068 | 0.37653 | 0.38212 | 0.38737 | 0.39228 | 0.39587 | 0.39946 | 0.40272 | 0.40565 | 0.40825 | 0.41087 | 0.41349
Gen_BB013 | MW | SEPD | Leading the Way | MacDuff | 0.70851 | 0.71556 | 0.72831 | 0.74036 | 0.74886 | 0.75885 | 0.7708 | 0.78933 | 0.80733 | 0.8287 | 0.85005 | 0.87142 | 0.89239 | 0.91667 | 0.9435 | 0.97295 | 1.0338 | 1.0904 | 1.1461 | 1.2026 | 1.2603 | 1.3181 | 1.3793 | 1.4378 | 1.4949 | 1.5423 | 1.5897 | 1.6348 | 1.6775 | 1.7179 | 1.7584 | 1.799
Gen_BB014 | MW | SEPD | Leading the Way | MacDuff | 0 | 0 | 0 | 0 | 0 | 0 | 0 | 0 | 0 | 0 | 0 | 0 | 0 | 0 | 0 | 0 | 0 | 0 | 0 | 0 | 0 | 0 | 0 | 0 | 0 | 0 | 0 | 0 | 0 | 0 | 0 | 0
Gen_BB015 | MW | SEPD | Leading the Way | MacDuff | 2.65 | 2.65 | 2.65 | 2.65 | 2.65 | 2.65 | 2.65 | 2.65 | 2.65 | 2.6985 | 2.7513 | 2.805 | 2.8825 | 2.9356 | 2.9933 | 3.0526 | 4.1132 | 5.8276 | 5.896 | 5.9686 | 6.041 | 6.115 | 6.1878 | 6.256 | 6.3213 | 6.3831 | 6.4438 | 6.5039 | 6.563 | 6.6245 | 6.6847 | 6.7471
Gen_BB016 | MW | SEPD | Leading the Way | MacDuff | 4.7928 | 4.7928 | 4.7929 | 4.793 | 4.7932 | 4.794 | 4.7945 | 4.7954 | 4.7972 | 4.8 | 4.8049 | 4.8101 | 4.8163 | 4.8218 | 5.1574 | 7.9903 | 8.8261 | 9.6318 | 9.6365 | 9.6411 | 9.6456 | 9.65 | 9.6543 | 9.6586 | 9.6627 | 9.6668 | 9.6708 | 9.6749 | 9.6789 | 9.683 | 9.6872 | 9.6914
Gen_BB017 | MW | SEPD | Leading the Way | MacDuff | 0 | 0 | 0 | 0 | 0 | 0 | 0 | 0 | 0 | 0 | 0 | 0 | 0 | 0 | 0 | 0 | 0 | 0 | 0 | 0 | 0 | 0 | 0 | 0 | 0 | 0 | 0 | 0 | 0 | 0 | 0 | 0
Gen_BB018 | MW | SEPD | Leading the Way | MacDuff | 0 | 0 | 0 | 0 | 0 | 0 | 0 | 0 | 0 | 0 | 0 | 0 | 0 | 0 | 0 | 0 | 0 | 0 | 0 | 0 | 0 | 0 | 0 | 0 | 0 | 0 | 0 | 0 | 0 | 0 | 0 | 0
Hydrogen electrolysis | MW | SEPD | Leading the Way | MacDuff | 0 | 0 | 0 | 0 | 0 | 0 | 0 | 0 | 0 | 0 | 0 | 0 | 0 | 0 | 0 | 0 | 0 | 0 | 0 | 0 | 0 | 0 | 0 | 0 | 0 | 0 | 0 | 0 | 0 | 0 | 0 | 0
Lct_BB001 | Number | SEPD | Leading the Way | MacDuff | 16.9068 | 28.1629 | 51.3306 | 104.429 | 179.9269 | 324.6002 | 494.153 | 681.8434 | 897.7554 | 1154.5448 | 1640.8501 | 2212.3013 | 2804.3819 | 3426.662 | 4059.706 | 4694.1026 | 5214.5707 | 5635.554 | 5956.1464 | 6182.0818 | 6335.0707 | 6331.0696 | 6304.7769 | 6251.8001 | 6176.3993 | 6055.7483 | 5894.929 | 5706.4706 | 5489.5548 | 5241.5253 | 4959.7836 | 4641.7356
Lct_BB003 | Number | SEPD | Leading the Way | MacDuff | 0 | 0 | 2.0578 | 4.7121 | 7.858 | 12.3663 | 21.6758 | 35.142 | 52.9163 | 68.7254 | 85.106 | 104.9915 | 123.9536 | 146.2535 | 170.7044 | 195.6119 | 219.305 | 239.9112 | 256.5416 | 268.8674 | 277.6377 | 284.0048 | 288.3484 | 291.7866 | 294.6633 | 297.6837 | 300.9383 | 299.4289 | 298.7266 | 298.7696 | 299.482 | 300.7684
Lct_BB005 | Number | SEPD | Leading the Way | MacDuff | 29.8965 | 43.1334 | 47.8532 | 86.0929 | 166.7974 | 241.6165 | 312.9494 | 396.974 | 514.4954 | 639.0521 | 780.7994 | 1032.8981 | 1173.0584 | 1314.9343 | 1458.3513 | 1603.469 | 1750.4195 | 1855.2101 | 1973.1528 | 2133.8321 | 2282.3807 | 2477.9027 | 2586.1105 | 2694.7783 | 2801.7486 | 2910.1228 | 3019.7221 | 3032.3221 | 3044.9221 | 3057.5221 | 3070.1221 | 3082.7221
Lct_BB006 | Number | SEPD | Leading the Way | MacDuff | 0 | 0 | 4.5517 | 9.0447 | 13.4784 | 17.853 | 22.1687 | 31.3777 | 40.4386 | 49.3511 | 58.1136 | 77.9062 | 123.1566 | 167.9036 | 212.1465 | 255.8867 | 299.124 | 350.8227 | 401.9207 | 452.4155 | 502.309 | 551.5995 | 578.9936 | 606.2031 | 633.2274 | 660.067 | 686.7215 | 686.7215 | 686.7215 | 686.7215 | 686.7215 | 686.7215
Lct_BB007 | Number | SEPD | Leading the Way | MacDuff | 13.2678 | 17.2646 | 16.9149 | 28.1562 | 52.4254 | 70.5671 | 89.228 | 107.794 | 132.8477 | 158.1555 | 185.9657 | 218.5738 | 234.7947 | 250.8071 | 266.611 | 282.2066 | 297.5939 | 306.8388 | 316.7258 | 329.6273 | 339.4414 | 351.5286 | 356.5375 | 362.9666 | 369.4252 | 375.9132 | 382.4307 | 382.5938 | 382.8752 | 383.196 | 383.5562 | 383.9558
Lct_BB008 | Number | SEPD | Leading the Way | MacDuff | 0 | 0 | 0.57787 | 1.1483 | 1.7112 | 2.2667 | 2.8147 | 3.9839 | 5.1342 | 6.2656 | 7.3782 | 8.472 | 10.9724 | 13.445 | 15.8898 | 18.3069 | 20.6961 | 23.5528 | 26.3763 | 29.1666 | 31.9236 | 34.6472 | 36.161 | 37.6645 | 39.1579 | 40.6409 | 42.1138 | 42.1138 | 42.1138 | 42.1138 | 42.1138 | 42.1138
Lct_BB010b | MW | SEPD | Leading the Way | MacDuff | 0.042 | 0.0784 | 0.14 | 0.3122 | 0.644 | 0.9716 | 1.54 | 2.086 | 2.7454 | 3.6316 | 5.6784 | 7.8728 | 10.6378 | 13.2081 | 15.7683 | 18.0306 | 19.8634 | 20.6655 | 21.7511 | 22.0312 | 22.119 | 22.1239 | 22.1275 | 22.1299 | 22.1312 | 22.1312 | 22.1312 | 22.1312 | 22.1312 | 22.1312 | 22.1312 | 22.1312
Lct_BB011b | MW | SEPD | Leading the Way | MacDuff | 0.022 | 0.0333 | 0.04957 | 0.08803 | 0.13095 | 0.18102 | 0.26482 | 0.38683 | 0.53771 | 0.65356 | 0.78022 | 0.92537 | 1.0671 | 1.2206 | 1.3759 | 1.5206 | 1.6443 | 1.7396 | 1.8055 | 1.8429 | 1.8596 | 1.8645 | 1.8655 | 1.8673 | 1.8701 | 1.874 | 1.8795 | 1.8795 | 1.8795 | 1.8795 | 1.8796 | 1.8915
Lct_BB012b | MW | SEPD | Leading the Way | MacDuff | 0.208 | 0.2154 | 0.22257 | 0.23495 | 0.24622 | 0.25355 | 0.2594 | 0.28277 | 0.31059 | 0.34501 | 0.38461 | 0.42876 | 0.49123 | 0.55789 | 0.62387 | 0.6855 | 0.73838 | 0.78036 | 0.81106 | 0.83138 | 0.84379 | 0.84878 | 0.85262 | 0.85534 | 0.85706 | 0.85787 | 0.85787 | 0.85787 | 0.85787 | 0.85787 | 0.85787 | 0.85787
Lct_BB013b | MW | SEPD | Leading the Way | MacDuff | 0 | 0.0032 | 0.0064 | 0.01306 | 0.01915 | 0.02561 | 0.03866 | 0.05736 | 0.07789 | 0.08824 | 0.09862 | 0.11019 | 0.12394 | 0.1379 | 0.15125 | 0.16276 | 0.17179 | 0.17784 | 0.18109 | 0.18171 | 0.18171 | 0.18171 | 0.18171 | 0.18171 | 0.18171 | 0.18171 | 0.18171 | 0.18171 | 0.18171 | 0.18171 | 0.18171 | 0.18171
Lct_BB014 | Number | SEPD | Leading the Way | MacDuff | 3.3446 | 3.3703 | 3.3716 | 3.4006 | 3.4309 | 3.4386 | 3.4684 | 3.4764 | 3.4951 | 3.5137 | 3.5324 | 3.5511 | 3.5697 | 3.5884 | 3.6071 | 3.6257 | 3.6444 | 3.6631 | 3.6817 | 3.7004 | 3.7191 | 3.7377 | 3.7564 | 3.7751 | 3.7937 | 3.8124 | 3.831 | 3.8497 | 3.8684 | 3.887 | 3.9057 | 3.9244
Other generation | MW | SEPD | Leading the Way | MacDuff | 0 | 0 | 0 | 0 | 0 | 0 | 0 | 0 | 0 | 0 | 0 | 0 | 0 | 0 | 0 | 0 | 0 | 0 | 0 | 0 | 0 | 0 | 0 | 0 | 0 | 0 | 0 | 0 | 0 | 0 | 0 | 0
Srg_BB001 | MW | SEPD | Leading the Way | MacDuff | 0 | 0.074102 | 0.099959 | 0.11096 | 0.12214 | 0.13351 | 0.23528 | 0.53907 | 0.61604 | 0.69932 | 0.78848 | 0.88964 | 0.90352 | 0.91834 | 0.933 | 0.94802 | 0.96999 | 1.0068 | 1.0447 | 1.0826 | 1.1208 | 1.1598 | 1.2035 | 1.2474 | 1.291 | 1.3346 | 1.3782 | 1.3817 | 1.3851 | 1.3883 | 1.3916 | 1.3946
Srg_BB002 | MW | SEPD | Leading the Way | MacDuff | 0 | 0 | 0.013987 | 0.028295 | 0.043064 | 0.058592 | 0.07511 | 0.17382 | 0.21155 | 0.25153 | 0.29689 | 0.34508 | 0.41253 | 0.48371 | 0.55836 | 0.63631 | 0.72003 | 0.78922 | 0.85823 | 0.9308 | 1.0064 | 1.0854 | 1.119 | 1.1507 | 1.1799 | 1.2066 | 1.2249 | 1.2429 | 1.2586 | 1.272 | 1.2832 | 1.2942
Data centres (MW) | MW | SEPD | Leading the Way | Milton of Craigie | 0 | 0 | 0 | 0 | 0 | 0 | 0 | 0 | 0 | 0 | 0 | 0 | 0 | 0 | 0 | 0 | 0 | 0 | 0 | 0 | 0 | 0 | 0 | 0 | 0 | 0 | 0 | 0 | 0 | 0 | 0 | 0
Dem_BB001a | Number of homes (cumulative) | SEPD | Leading the Way | Milton of Craigie | 0 | 229.6065 | 499.633 | 642.0079 | 796.4293 | 925.775 | 1022.9904 | 1100.1047 | 1162.0949 | 1211.2539 | 1261.2083 | 1311.2902 | 1345.1474 | 1366.1474 | 1380.1474 | 1394.1474 | 1402.1474 | 1410.148 | 1418.4267 | 1424.3156 | 1428.9338 | 1432.1865 | 1433.4359 | 1434.4622 | 1435.2886 | 1435.9451 | 1436.4831 | 1436.922 | 1437.2776 | 1437.536 | 1437.7077 | 1437.7891
Dem_BB002b | Floorspace (m2) (cumulative) | SEPD | Leading the Way | Milton of Craigie | 0 | 27166.7647 | 67408.1765 | 111650.8176 | 164878.4735 | 205483.6441 | 253910.0794 | 309811.5735 | 360624.3324 | 431573.3559 | 505359.8941 | 581392.6971 | 636666.5 | 684684.5441 | 724089.3382 | 774052.1324 | 818442.9265 | 839798.0441 | 856980.6471 | 870101.9853 | 879313.3088 | 886379.1176 | 891611.9118 | 895667.9412 | 897514.7059 | 897514.7059 | 897514.7059 | 897514.7059 | 897514.7059 | 897514.7059 | 897514.7059 | 897514.7059
Domestic direct electric heating | Number | SEPD | Leading the Way | Milton of Craigie | 3353.2264 | 3378.0691 | 3407.2281 | 3377.8802 | 3295.3353 | 3159.9806 | 2975.1481 | 2798.6394 | 2644.5391 | 2494.9089 | 2359.9889 | 2262.715 | 2216.7447 | 2198.4096 | 2177.9364 | 2159.4481 | 2141.6575 | 2124.6629 | 2107.4626 | 2091.0142 | 2074.8591 | 2059.2635 | 2045.8201 | 2032.8959 | 2020.6954 | 2008.9132 | 1997.6718 | 1987.0541 | 1976.4266 | 1966.0927 | 1956.1752 | 1946.3003
Gas: Hydrogen peaking | MW | SEPD | Leading the Way | Milton of Craigie | 0 | 0 | 0 | 0 | 0 | 0 | 0 | 0 | 0 | 0 | 0 | 0 | 0 | 0 | 0 | 0 | 0 | 0 | 0 | 0 | 0 | 0 | 0 | 0 | 0 | 0 | 0 | 0 | 0 | 0 | 0 | 0
Gen_BB001 | MW | SEPD | Leading the Way | Milton of Craigie | 0 | 0 | 0 | 0 | 0 | 0 | 0 | 0 | 0 | 0 | 0 | 0 | 0 | 0 | 0 | 0 | 0 | 0 | 0 | 0 | 0 | 0 | 0 | 0 | 0 | 0 | 0 | 0 | 0 | 0 | 0 | 0
Gen_BB004 | MW | SEPD | Leading the Way | Milton of Craigie | 1.759 | 1.759 | 1.759 | 1.9782 | 2.2254 | 2.4529 | 2.6916 | 2.9293 | 3.1683 | 3.4027 | 3.6383 | 3.8895 | 4.139 | 4.3977 | 4.6556 | 4.9134 | 5.1589 | 5.4075 | 5.6631 | 5.9256 | 6.185 | 6.4254 | 6.6568 | 6.8925 | 7.1316 | 7.3764 | 7.6159 | 7.864 | 8.1124 | 8.3623 | 8.6209 | 8.8865
Gen_BB005 | MW | SEPD | Leading the Way | Milton of Craigie | 0 | 0 | 0 | 0 | 0 | 0 | 0 | 0 | 0 | 0 | 0 | 0 | 0 | 0 | 0 | 0 | 0 | 0 | 0 | 0 | 0 | 0 | 0 | 0 | 0 | 0 | 0 | 0 | 0 | 0 | 0 | 0
Gen_BB006 | MW | SEPD | Leading the Way | Milton of Craigie | 0 | 0 | 0 | 0 | 0 | 0 | 0 | 0 | 0 | 0 | 0 | 0 | 0 | 0 | 0 | 0 | 0 | 0 | 0 | 0 | 0 | 0 | 0 | 0 | 0 | 0 | 0 | 0 | 0 | 0 | 0 | 0
Gen_BB008 | MW | SEPD | Leading the Way | Milton of Craigie | 0 | 0 | 0 | 0 | 0 | 0 | 0 | 0 | 0 | 0 | 0 | 0 | 0 | 0 | 0 | 0 | 0 | 0 | 0 | 0 | 0 | 0 | 0 | 0 | 0 | 0 | 0 | 0 | 0 | 0 | 0 | 0
Gen_BB010 | MW | SEPD | Leading the Way | Milton of Craigie | 0 | 0 | 0 | 0 | 0 | 0 | 0 | 0 | 0 | 0 | 0 | 0 | 0 | 0 | 0 | 0 | 0 | 0 | 0 | 0 | 0 | 0 | 0 | 0 | 0 | 0 | 0 | 0 | 0 | 0 | 0 | 0
Gen_BB011 | MW | SEPD | Leading the Way | Milton of Craigie | 18.699 | 18.699 | 18.699 | 18.699 | 18.699 | 18.699 | 18.699 | 18.699 | 18.699 | 18.699 | 9.999 | 9.999 | 9.999 | 9.999 | 9.999 | 9.999 | 9.999 | 9.999 | 9.999 | 9.999 | 9.999 | 9.999 | 9.999 | 9.999 | 9.999 | 9.999 | 9.999 | 9.999 | 9.999 | 9.999 | 9.999 | 0
Gen_BB012 | MW | SEPD | Leading the Way | Milton of Craigie | 0.82307 | 0.82718 | 0.83372 | 0.84243 | 0.85442 | 0.86866 | 0.8868 | 1.4124 | 1.9379 | 2.5695 | 3.2935 | 4.1065 | 5.1073 | 6.2017 | 7.217 | 8.2721 | 9.3753 | 10.5396 | 11.5592 | 12.4356 | 13.0364 | 13.428 | 13.8145 | 14.1995 | 14.9209 | 15.6285 | 16.3363 | 16.9734 | 17.5401 | 18.0363 | 18.4657 | 18.8283
Gen_BB013 | MW | SEPD | Leading the Way | Milton of Craigie | 1.8545 | 1.9426 | 2.0896 | 2.2501 | 2.4632 | 2.6979 | 2.9621 | 3.4282 | 3.8776 | 4.4102 | 4.9408 | 5.4684 | 5.9891 | 6.508 | 7.0327 | 7.5645 | 7.9926 | 8.3879 | 8.7752 | 9.1659 | 9.5606 | 9.9604 | 10.3677 | 10.7597 | 11.1329 | 11.4388 | 11.7453 | 12.0341 | 12.3057 | 12.5609 | 12.8165 | 13.0727
Gen_BB014 | MW | SEPD | Leading the Way | Milton of Craigie | 0 | 0 | 0 | 0 | 0 | 0 | 0 | 0 | 0 | 0 | 0 | 0 | 0 | 0 | 0 | 0 | 0 | 0 | 0 | 0 | 0 | 0 | 0 | 0 | 0 | 0 | 0 | 0 | 0 | 0 | 0 | 0
Gen_BB015 | MW | SEPD | Leading the Way | Milton of Craigie | 4 | 4 | 4 | 4 | 4 | 4 | 4 | 8 | 8 | 8.0802 | 8.1676 | 8.2563 | 8.3845 | 8.4722 | 8.5677 | 8.6656 | 8.7659 | 8.8724 | 8.9855 | 9.1055 | 9.2252 | 9.3476 | 9.468 | 9.5808 | 9.6888 | 9.7909 | 9.8913 | 9.9906 | 10.0884 | 10.1901 | 10.2896 | 10.3927
Gen_BB016 | MW | SEPD | Leading the Way | Milton of Craigie | 0.51295 | 0.51295 | 0.51306 | 0.51323 | 0.51352 | 0.51488 | 0.51572 | 0.51727 | 0.52012 | 0.52478 | 0.53298 | 0.54142 | 0.5517 | 0.56091 | 1.0701 | 1.0831 | 1.0927 | 1.1023 | 1.11 | 1.1175 | 1.125 | 1.1323 | 1.1394 | 1.1465 | 1.1533 | 1.1601 | 1.1667 | 1.1734 | 1.1801 | 1.1869 | 1.1938 | 1.2007
Gen_BB017 | MW | SEPD | Leading the Way | Milton of Craigie | 0 | 0 | 0 | 0 | 0 | 0 | 0 | 0 | 0 | 0 | 0 | 0 | 0 | 0 | 0 | 0 | 0 | 0 | 0 | 0 | 0 | 0 | 0 | 0 | 0 | 0 | 0 | 0 | 0 | 0 | 0 | 0
Gen_BB018 | MW | SEPD | Leading the Way | Milton of Craigie | 0.012 | 0.012 | 0.012 | 0.012 | 0.012 | 0.012 | 0.012 | 0.012 | 0.012 | 0.012 | 0.012 | 0.012 | 0.012 | 0.012 | 0.012 | 0.012 | 0.012 | 0.012 | 0.012 | 0.012 | 0.012 | 0.012 | 0.012 | 0.012 | 0.012 | 0.012 | 0.012 | 0.012 | 0.012 | 0.012 | 0.012 | 0.012
Hydrogen electrolysis | MW | SEPD | Leading the Way | Milton of Craigie | 0 | 0 | 0 | 0 | 0 | 0 | 0 | 0 | 0 | 0 | 0 | 0 | 0 | 0 | 0 | 0 | 0 | 0 | 0 | 0 | 0 | 0 | 0 | 0 | 0 | 0 | 0 | 0 | 0 | 0 | 0 | 0
Lct_BB001 | Number | SEPD | Leading the Way | Milton of Craigie | 108.9735 | 180.882 | 327.5776 | 665.5448 | 1147.3516 | 2051.9078 | 3110.1472 | 4280.7049 | 5627.3725 | 7226.3371 | 9400.8385 | 12111.4348 | 14944.6616 | 17959.8844 | 21033.9441 | 24107.6752 | 26822.8942 | 29029.1373 | 30719.4047 | 31921.5309 | 32747.5433 | 32758.6332 | 32655.2509 | 32415.0292 | 32059.5685 | 31471.5759 | 30685.7502 | 29750.6242 | 28661.2281 | 27402.7642 | 25959.6451 | 24311.2864
Lct_BB003 | Number | SEPD | Leading the Way | Milton of Craigie | 8.6545 | 9.9819 | 17.3864 | 30.3036 | 45.2328 | 65.3789 | 107.028 | 167.7603 | 246.8196 | 301.735 | 368.6277 | 451.0441 | 521.6022 | 604.9419 | 696.5364 | 789.336 | 877.2441 | 953.2937 | 1014.4059 | 1059.0732 | 1090.58 | 1113.6469 | 1128.7498 | 1141.2234 | 1152.2052 | 1162.8895 | 1174.2252 | 1170.2654 | 1168.596 | 1168.9919 | 1171.2265 | 1175.0511
Lct_BB005 | Number | SEPD | Leading the Way | Milton of Craigie | 65.0321 | 141.3481 | 176.1277 | 509.9377 | 1074.3681 | 1641.3332 | 2184.8949 | 2975.625 | 3937.7949 | 4925.4246 | 6053.3089 | 7259.3231 | 8020.5894 | 8797.2369 | 9594.8014 | 10412.7662 | 11251.8521 | 11896.0672 | 12638.8173 | 13670.6676 | 14681.5584 | 16023.4952 | 16756.6581 | 17495.4252 | 18177.8735 | 18859.8931 | 19543.8131 | 19612.2131 | 19680.6131 | 19749.6131 | 19818.6131 | 19887.6131
Lct_BB006 | Number | SEPD | Leading the Way | Milton of Craigie | 0 | 0 | 73.5696 | 146.1845 | 217.85 | 288.5655 | 358.3306 | 507.1783 | 653.622 | 797.666 | 939.3081 | 1090.8938 | 1437.4447 | 1780.142 | 2118.9822 | 2453.9725 | 2785.1046 | 3181.0421 | 3572.3685 | 3959.0843 | 4341.1866 | 4718.6802 | 4928.4788 | 5136.8618 | 5343.8281 | 5549.3799 | 5753.5167 | 5753.5167 | 5753.5167 | 5753.5167 | 5753.5167 | 5753.5167
Lct_BB007 | Number | SEPD | Leading the Way | Milton of Craigie | 36.4088 | 47.3768 | 46.417 | 77.2646 | 143.8629 | 193.6463 | 244.8547 | 295.8022 | 364.5533 | 434.0014 | 510.3168 | 599.7979 | 644.3104 | 688.2506 | 731.6187 | 774.4151 | 816.6402 | 842.0096 | 869.1409 | 904.5446 | 931.4757 | 964.6447 | 978.3897 | 996.032 | 1013.7552 | 1031.5591 | 1049.4439 | 1049.8916 | 1050.6637 | 1051.544 | 1052.5324 | 1053.629
Lct_BB008 | Number | SEPD | Leading the Way | Milton of Craigie | 0 | 0 | 1.5858 | 3.1511 | 4.6959 | 6.2202 | 7.724 | 10.9324 | 14.089 | 17.1939 | 20.247 | 23.2484 | 30.1099 | 36.8951 | 43.6041 | 50.2366 | 56.7929 | 64.6323 | 72.3804 | 80.0372 | 87.6027 | 95.0769 | 99.2308 | 103.3567 | 107.4545 | 111.5244 | 115.5662 | 115.5662 | 115.5662 | 115.5662 | 115.5662 | 115.5662
Lct_BB010b | MW | SEPD | Leading the Way | Milton of Craigie | 1.139 | 1.5558 | 2.0958 | 3.4304 | 5.2085 | 7.5146 | 10.5702 | 14.1696 | 18.5812 | 24.8697 | 34.5365 | 44.4045 | 54.7228 | 66.4255 | 80.2746 | 90.3911 | 95.6309 | 98.4638 | 101.6986 | 103.0474 | 103.7501 | 103.8247 | 103.8795 | 103.9153 | 103.9358 | 103.9358 | 103.9358 | 103.9358 | 103.9358 | 103.9358 | 103.9358 | 103.9358
Lct_BB011b | MW | SEPD | Leading the Way | Milton of Craigie | 0.317 | 0.36 | 0.40653 | 0.53102 | 0.67124 | 0.83415 | 1.1074 | 1.5058 | 1.998 | 2.3757 | 2.7885 | 3.2613 | 3.7217 | 4.2198 | 4.7244 | 5.1945 | 5.597 | 5.9072 | 6.1216 | 6.2438 | 6.2988 | 6.3146 | 6.3177 | 6.3238 | 6.3328 | 6.3459 | 6.3638 | 6.3638 | 6.3638 | 6.3638 | 6.3641 | 6.4034
Lct_BB012b | MW | SEPD | Leading the Way | Milton of Craigie | 1.002 | 1.0413 | 1.0815 | 1.1684 | 1.2657 | 1.3672 | 1.4964 | 1.6653 | 1.8644 | 2.0906 | 2.3486 | 2.637 | 3.037 | 3.4661 | 3.8929 | 4.2918 | 4.635 | 4.907 | 5.1048 | 5.2334 | 5.309 | 5.3147 | 5.3191 | 5.3221 | 5.3241 | 5.325 | 5.325 | 5.325 | 5.325 | 5.325 | 5.325 | 5.325
Lct_BB013b | MW | SEPD | Leading the Way | Milton of Craigie | 0 | 0 | 0 | 0 | 0 | 0 | 0 | 0 | 0 | 0 | 0 | 0 | 0 | 0 | 0 | 0 | 0 | 0 | 0 | 0 | 0 | 0 | 0 | 0 | 0 | 0 | 0 | 0 | 0 | 0 | 0 | 0
Lct_BB014 | Number | SEPD | Leading the Way | Milton of Craigie | 57.55 | 57.9917 | 58.0148 | 58.5133 | 59.0344 | 59.1675 | 59.6793 | 59.8174 | 60.1385 | 60.4597 | 60.7809 | 61.102 | 61.4232 | 61.7444 | 62.0655 | 62.3867 | 62.7079 | 63.029 | 63.3502 | 63.6714 | 63.9925 | 64.3137 | 64.6349 | 64.956 | 65.2772 | 65.5984 | 65.9195 | 66.2407 | 66.5619 | 66.8831 | 67.2042 | 67.5254
Other generation | MW | SEPD | Leading the Way | Milton of Craigie | 0.152 | 0.152 | 0.152 | 0.152 | 0.152 | 0.152 | 0.152 | 0.152 | 0.152 | 0.152 | 0.152 | 0.152 | 0.152 | 0.152 | 0.152 | 0.152 | 0.152 | 0.152 | 0.152 | 0.152 | 0.152 | 0.152 | 0.152 | 0.152 | 0.152 | 0.152 | 0.152 | 0.152 | 0.152 | 0.152 | 0.152 | 0.152
Srg_BB001 | MW | SEPD | Leading the Way | Milton of Craigie | 0 | 0.25899 | 0.3451 | 0.37936 | 0.4139 | 0.44872 | 0.79655 | 1.8526 | 2.1205 | 2.412 | 2.7259 | 3.0865 | 3.1365 | 3.1913 | 3.246 | 3.3033 | 3.385 | 3.5047 | 3.6304 | 3.7582 | 3.8885 | 4.0224 | 4.1747 | 4.3277 | 4.4801 | 4.6334 | 4.7869 | 4.8002 | 4.8131 | 4.8257 | 4.8383 | 4.8503
Srg_BB002 | MW | SEPD | Leading the Way | Milton of Craigie | 0 | 0 | 0.039418 | 0.081893 | 0.12858 | 0.18097 | 0.24081 | 0.64598 | 0.81788 | 1.0211 | 1.2744 | 1.5663 | 2.0045 | 2.4962 | 3.0408 | 3.6381 | 4.2786 | 4.8072 | 5.3338 | 5.887 | 6.4626 | 7.0637 | 7.3188 | 7.5595 | 7.7813 | 7.9844 | 8.1231 | 8.2594 | 8.3783 | 8.4801 | 8.5648 | 8.6481
Data centres (MW) | MW | SEPD | Leading the Way | Mybster | 0 | 0 | 0 | 0 | 0 | 0 | 0 | 0 | 0 | 0 | 0 | 0 | 0 | 0 | 0 | 0 | 0 | 0 | 0 | 0 | 0 | 0 | 0 | 0 | 0 | 0 | 0 | 0 | 0 | 0 | 0 | 0
Dem_BB001a | Number of homes (cumulative) | SEPD | Leading the Way | Mybster | 0 | 2.4443 | 12.9701 | 22.3696 | 31.778 | 47.1718 | 57.5948 | 64.9839 | 70.3245 | 75.7444 | 84.0683 | 93.6187 | 96.6187 | 98.6187 | 100.6187 | 102.6187 | 103.6187 | 105.2965 | 107.0371 | 108.6897 | 110.2811 | 110.8071 | 111.0988 | 111.3385 | 111.5315 | 111.6847 | 111.8104 | 111.9128 | 111.9959 | 112.0562 | 112.0963 | 112.1153
Dem_BB002b | Floorspace (m2) (cumulative) | SEPD | Leading the Way | Mybster | 0 | 8716.5 | 20823.5 | 30787.77 | 41403.7067 | 53270.91 | 56310.98 | 74501.95 | 86927.0367 | 100043.79 | 105552.21 | 111060.63 | 115797.3833 | 119261.9 | 121923.95 | 124586 | 125969.3333 | 126661 | 126661 | 126661 | 126661 | 126661 | 126661 | 126661 | 126661 | 126661 | 126661 | 126661 | 126661 | 126661 | 126661 | 126661
Domestic direct electric heating | Number | SEPD | Leading the Way | Mybster | 404.8483 | 405.0638 | 406.2522 | 404.9634 | 401.9119 | 398.6453 | 392.6507 | 385.8295 | 378.7719 | 372.0065 | 364.6892 | 360.3486 | 357.5428 | 356.6548 | 356.2789 | 356.2053 | 356.2199 | 356.4171 | 356.3759 | 356.5056 | 356.6991 | 356.9731 | 357.7096 | 358.6002 | 359.5493 | 360.4653 | 361.3348 | 362.156 | 362.9179 | 363.6484 | 364.3431 | 365.011
Gas: Hydrogen peaking | MW | SEPD | Leading the Way | Mybster | 0 | 0 | 0 | 0 | 0 | 0 | 0 | 0 | 0 | 0 | 0 | 0 | 0 | 0 | 0 | 0 | 0 | 0 | 0 | 0 | 0 | 0 | 0 | 0 | 0 | 0 | 0 | 0 | 0 | 0 | 0 | 0
Gen_BB001 | MW | SEPD | Leading the Way | Mybster | 0 | 0 | 0 | 0 | 0 | 0 | 0 | 0 | 0 | 0 | 0 | 0 | 0 | 0 | 0 | 0 | 0 | 0 | 0 | 0 | 0 | 0 | 0 | 0 | 0 | 0 | 0 | 0 | 0 | 0 | 0 | 0
Gen_BB004 | MW | SEPD | Leading the Way | Mybster | 0 | 0 | 0 | 0 | 0 | 0 | 0 | 0 | 0 | 0 | 0 | 0 | 0 | 0 | 0 | 0 | 0 | 0 | 0 | 0 | 0 | 0 | 0 | 0 | 0 | 0 | 0 | 0 | 0 | 0 | 0 | 0
Gen_BB005 | MW | SEPD | Leading the Way | Mybster | 0 | 0 | 0 | 0 | 0 | 0 | 0 | 0 | 0 | 0 | 0 | 0 | 0 | 0 | 0 | 0 | 0 | 0 | 0 | 0 | 0 | 0 | 0 | 0 | 0 | 0 | 0 | 0 | 0 | 0 | 0 | 0
Gen_BB006 | MW | SEPD | Leading the Way | Mybster | 0 | 0 | 0 | 0 | 0 | 0 | 0 | 0 | 0 | 0 | 0 | 0 | 0 | 0 | 0 | 0 | 0 | 0 | 0 | 0 | 0 | 0 | 0 | 0 | 0 | 0 | 0 | 0 | 0 | 0 | 0 | 0
Gen_BB008 | MW | SEPD | Leading the Way | Mybster | 0 | 0 | 0 | 0 | 0 | 0 | 0 | 0 | 0 | 0 | 0 | 0 | 0 | 0 | 0 | 0 | 0 | 0 | 0 | 0 | 0 | 0 | 0 | 0 | 0 | 0 | 0 | 0 | 0 | 0 | 0 | 0
Gen_BB010 | MW | SEPD | Leading the Way | Mybster | 2.116 | 2.116 | 2.116 | 2.116 | 2.116 | 2.116 | 2.116 | 2.116 | 2.116 | 2.116 | 2.116 | 2.116 | 2.116 | 2.116 | 2.116 | 2.116 | 2.116 | 2.116 | 2.116 | 2.116 | 2.116 | 2.116 | 2.116 | 2.116 | 2.116 | 4.116 | 4.116 | 4.116 | 4.116 | 4.116 | 4.116 | 4.116
Gen_BB011 | MW | SEPD | Leading the Way | Mybster | 0 | 0 | 0 | 0 | 0 | 0 | 0 | 0 | 0 | 0 | 0 | 0 | 0 | 0 | 0 | 0 | 0 | 0 | 0 | 0 | 0 | 0 | 0 | 0 | 0 | 0 | 0 | 0 | 0 | 0 | 0 | 0
Gen_BB012 | MW | SEPD | Leading the Way | Mybster | 0.16043 | 0.16136 | 0.16275 | 0.16443 | 0.16652 | 0.16873 | 0.17124 | 0.17575 | 0.17966 | 0.18397 | 0.1878 | 0.19127 | 0.19447 | 0.19749 | 0.20037 | 0.20314 | 0.20758 | 0.21153 | 0.21552 | 0.21949 | 0.22348 | 0.2275 | 0.23135 | 0.23497 | 0.23836 | 0.24083 | 0.24331 | 0.24555 | 0.24756 | 0.24935 | 0.25114 | 0.25294
Gen_BB013 | MW | SEPD | Leading the Way | Mybster | 0.43457 | 0.43638 | 0.4408 | 0.44623 | 0.45329 | 0.46434 | 0.47489 | 0.48903 | 0.50177 | 0.51679 | 0.53435 | 0.55399 | 0.57145 | 0.59031 | 0.61262 | 0.63854 | 0.68815 | 0.73601 | 0.78193 | 0.82978 | 0.87883 | 0.92906 | 0.98321 | 1.0377 | 1.0914 | 1.1383 | 1.1852 | 1.2305 | 1.2742 | 1.3163 | 1.3586 | 1.401
Gen_BB014 | MW | SEPD | Leading the Way | Mybster | 0 | 0 | 0 | 0 | 0 | 0 | 0 | 0 | 0 | 0 | 0 | 0 | 0 | 0 | 0 | 0 | 0 | 0 | 0 | 0 | 0 | 0 | 0 | 0 | 0 | 0 | 0 | 0 | 0 | 0 | 0 | 0
Gen_BB015 | MW | SEPD | Leading the Way | Mybster | 183.89 | 184.89 | 184.89 | 234.96 | 344.16 | 401.36 | 406.76 | 406.76 | 406.76 | 413.0074 | 422.9481 | 425.4346 | 429.0305 | 451.4895 | 458.126 | 460.8721 | 472.6837 | 475.6692 | 487.8393 | 491.2054 | 494.5614 | 497.9928 | 501.3697 | 504.5304 | 507.5583 | 510.4218 | 513.2357 | 516.0211 | 518.7637 | 521.6134 | 524.4031 | 527.295
Gen_BB016 | MW | SEPD | Leading the Way | Mybster | 0.75015 | 0.75015 | 1.2031 | 1.208 | 1.2159 | 1.2542 | 1.2779 | 1.3213 | 1.401 | 1.5319 | 1.7616 | 1.9984 | 2.2865 | 2.5448 | 2.8029 | 3.257 | 3.5254 | 3.9742 | 4.19 | 4.5021 | 4.7106 | 4.9152 | 5.1161 | 5.3133 | 5.5065 | 5.6957 | 5.8809 | 6.0679 | 6.2568 | 6.4476 | 6.6402 | 6.8348
Gen_BB017 | MW | SEPD | Leading the Way | Mybster | 0 | 0 | 0 | 0 | 0 | 0 | 0 | 0 | 0 | 0 | 0 | 0 | 0 | 0 | 0 | 0 | 0 | 0 | 0 | 0 | 0 | 0.98229 | 0.98229 | 0.98229 | 1.5678 | 1.5678 | 3.9097 | 3.9097 | 4.4952 | 5.3734 | 5.3734 | 5.3734
Gen_BB018 | MW | SEPD | Leading the Way | Mybster | 3.89 | 3.89 | 3.89 | 3.89 | 3.8913 | 3.8989 | 3.9016 | 3.9065 | 3.9108 | 3.9156 | 3.9199 | 3.9247 | 3.929 | 3.9339 | 3.9387 | 3.943 | 3.9479 | 3.9518 | 3.9561 | 3.9595 | 3.9632 | 3.9667 | 3.9695 | 3.9726 | 3.9756 | 3.9779 | 3.9806 | 3.9833 | 3.9858 | 3.9876 | 3.99 | 3.9922
Hydrogen electrolysis | MW | SEPD | Leading the Way | Mybster | 0 | 0 | 0 | 0 | 0 | 0 | 0 | 0 | 0 | 0 | 0 | 0 | 0 | 0 | 0 | 0 | 0 | 0 | 0 | 0 | 0 | 0 | 0 | 0 | 0 | 0 | 0 | 0 | 0 | 0 | 0 | 0
Lct_BB001 | Number | SEPD | Leading the Way | Mybster | 9.6417 | 15.9979 | 28.7784 | 57.8881 | 98.827 | 160.0353 | 236.5146 | 323.9514 | 428.5509 | 557.9712 | 810.0315 | 1081.1715 | 1356.2518 | 1637.3386 | 1920.0863 | 2202.3307 | 2425.4514 | 2597.4278 | 2719.1044 | 2794.8322 | 2836.0708 | 2804.2919 | 2763.8514 | 2712.9693 | 2653.6923 | 2576.6772 | 2487.2911 | 2386.5788 | 2274.137 | 2149.2928 | 2010.7333 | 1859.2577
Lct_BB003 | Number | SEPD | Leading the Way | Mybster | 0 | 0 | 0 | 0 | 0 | 0 | 0 | 0 | 0 | 0 | 0 | 0 | 0 | 0 | 0 | 0 | 0 | 0 | 0 | 0 | 0 | 0 | 0 | 0 | 0 | 0 | 0 | 0 | 0 | 0 | 0 | 0
Lct_BB005 | Number | SEPD | Leading the Way | Mybster | 75.3733 | 86.7985 | 89.0488 | 114.8933 | 186.4731 | 260.6302 | 340.0004 | 408.1735 | 507.9006 | 610.0311 | 724.411 | 934.2286 | 1028.5884 | 1120.7674 | 1211.954 | 1302.2689 | 1390.5977 | 1440.3601 | 1487.6185 | 1543.5259 | 1575.1503 | 1606.6729 | 1628.1701 | 1650.9013 | 1685.2737 | 1720.2092 | 1755.7307 | 1771.9307 | 1788.1307 | 1804.3307 | 1820.5307 | 1836.7307
Lct_BB006 | Number | SEPD | Leading the Way | Mybster | 0 | 0 | 0 | 0 | 0 | 0 | 0 | 0 | 0 | 0 | 0 | 0 | 0 | 0 | 0 | 0 | 0 | 0 | 0 | 0 | 0 | 0 | 0 | 0 | 0 | 0 | 0 | 0 | 0 | 0 | 0 | 0
Lct_BB007 | Number | SEPD | Leading the Way | Mybster | 0 | 0 | 0 | 0 | 0 | 0 | 0 | 0 | 0 | 0 | 0 | 0 | 0 | 0 | 0 | 0 | 0 | 0 | 0 | 0 | 0 | 0 | 0 | 0 | 0 | 0 | 0 | 0 | 0 | 0 | 0 | 0
Lct_BB008 | Number | SEPD | Leading the Way | Mybster | 0 | 0 | 0 | 0 | 0 | 0 | 0 | 0 | 0 | 0 | 0 | 0 | 0 | 0 | 0 | 0 | 0 | 0 | 0 | 0 | 0 | 0 | 0 | 0 | 0 | 0 | 0 | 0 | 0 | 0 | 0 | 0
Lct_BB010b | MW | SEPD | Leading the Way | Mybster | 0.042 | 0.0448 | 0.084 | 0.1946 | 0.3808 | 0.623 | 0.9114 | 1.344 | 1.8116 | 2.359 | 3.4874 | 4.6732 | 5.8072 | 7.3836 | 10.2886 | 11.8034 | 12.5314 | 12.929 | 13.0956 | 13.1558 | 13.1754 | 13.1754 | 13.1754 | 13.1754 | 13.1754 | 13.1754 | 13.1754 | 13.1754 | 13.1754 | 13.1754 | 13.1754 | 13.1754
Lct_BB011b | MW | SEPD | Leading the Way | Mybster | 0.014 | 0.021 | 0.03744 | 0.07112 | 0.10844 | 0.15219 | 0.22989 | 0.34844 | 0.4954 | 0.6017 | 0.71689 | 0.84924 | 0.96881 | 1.0981 | 1.2299 | 1.3532 | 1.4595 | 1.5414 | 1.5983 | 1.6311 | 1.6462 | 1.6514 | 1.6525 | 1.6545 | 1.6574 | 1.6617 | 1.6676 | 1.6676 | 1.6676 | 1.6676 | 1.6677 | 1.6807
Lct_BB012b | MW | SEPD | Leading the Way | Mybster | 0.379 | 0.3858 | 0.39344 | 0.40604 | 0.41786 | 0.4267 | 0.43502 | 0.457 | 0.48341 | 0.51636 | 0.5546 | 0.59783 | 0.65952 | 0.7266 | 0.79435 | 0.85915 | 0.91665 | 0.96427 | 1.0012 | 1.0281 | 1.047 | 1.0549 | 1.0609 | 1.0652 | 1.0679 | 1.0692 | 1.0692 | 1.0692 | 1.0692 | 1.0692 | 1.0692 | 1.0692
Lct_BB013b | MW | SEPD | Leading the Way | Mybster | 0 | 0 | 0 | 0 | 0 | 0 | 0 | 0 | 0 | 0 | 0 | 0 | 0 | 0 | 0 | 0 | 0 | 0 | 0 | 0 | 0 | 0 | 0 | 0 | 0 | 0 | 0 | 0 | 0 | 0 | 0 | 0
Lct_BB014 | Number | SEPD | Leading the Way | Mybster | 5.0518 | 5.0906 | 5.0926 | 5.1364 | 5.1821 | 5.1938 | 5.2387 | 5.2508 | 5.279 | 5.3072 | 5.3354 | 5.3636 | 5.3918 | 5.42 | 5.4482 | 5.4764 | 5.5046 | 5.5328 | 5.5609 | 5.5891 | 5.6173 | 5.6455 | 5.6737 | 5.7019 | 5.7301 | 5.7583 | 5.7865 | 5.8147 | 5.8429 | 5.8711 | 5.8993 | 5.9274
Other generation | MW | SEPD | Leading the Way | Mybster | 0 | 0 | 0 | 0 | 0 | 0 | 0 | 0 | 0 | 0 | 0 | 0 | 0 | 0 | 0 | 0 | 0 | 0 | 0 | 0 | 0 | 0 | 0 | 0 | 0 | 0 | 0 | 0 | 0 | 0 | 0 | 0
Srg_BB001 | MW | SEPD | Leading the Way | Mybster | 0 | 0 | 0.14967 | 0.33652 | 0.63425 | 1.0092 | 1.6156 | 4.7102 | 6.2024 | 7.748 | 9.2929 | 11.7399 | 12.9303 | 14.2755 | 15.5936 | 16.9614 | 19.0124 | 20.9536 | 23.0035 | 25.0412 | 27.095 | 29.2122 | 29.8391 | 30.4748 | 31.0829 | 31.6956 | 32.2966 | 32.5766 | 32.8445 | 33.0997 | 33.3522 | 33.5917
Srg_BB002 | MW | SEPD | Leading the Way | Mybster | 0 | 0 | 0.0085821 | 0.017363 | 0.026431 | 0.035969 | 0.046118 | 0.10683 | 0.13005 | 0.15468 | 0.18265 | 0.21239 | 0.25405 | 0.29805 | 0.34422 | 0.39247 | 0.4447 | 0.48812 | 0.53168 | 0.57772 | 0.6259 | 0.67648 | 0.69805 | 0.71849 | 0.73738 | 0.75473 | 0.76659 | 0.77828 | 0.78849 | 0.79724 | 0.80453 | 0.81171
Data centres (MW) | MW | SEPD | Leading the Way | Nairn | 0 | 0 | 0 | 0 | 0 | 0 | 0 | 0 | 0 | 0 | 0 | 0 | 0 | 0 | 0 | 0 | 0 | 0 | 0 | 0 | 0 | 0 | 0 | 0 | 0 | 0 | 0 | 0 | 0 | 0 | 0 | 0
Dem_BB001a | Number of homes (cumulative) | SEPD | Leading the Way | Nairn | 0 | 172.8494 | 394.8937 | 564.6357 | 741.3992 | 902.1277 | 1054.9261 | 1217.6432 | 1378.2446 | 1540.0354 | 1716.5966 | 1903.6804 | 2085.9375 | 2267.174 | 2443.174 | 2557.174 | 2664.174 | 2764.5836 | 2867.1239 | 2943.4811 | 3005.711 | 3056.787 | 3098.3837 | 3129.8739 | 3151.2686 | 3162.5822 | 3170.8391 | 3177.0487 | 3180.2186 | 3181.342 | 3181.424 | 3181.4629
Dem_BB002b | Floorspace (m2) (cumulative) | SEPD | Leading the Way | Nairn | 0 | 54605.25 | 107935.45 | 152654.675 | 167629.05 | 188544.225 | 209479.1 | 226048.725 | 243292.35 | 261209.975 | 279801.6 | 299067.225 | 307479.5 | 312984.2 | 317376 | 320746 | 323442 | 325464 | 326812 | 327486 | 327486 | 327486 | 327486 | 327486 | 327486 | 327486 | 327486 | 327486 | 327486 | 327486 | 327486 | 327486
Domestic direct electric heating | Number | SEPD | Leading the Way | Nairn | 1920.8758 | 1939.5639 | 1963.5384 | 1969.0621 | 1945.178 | 1890.0029 | 1808.3892 | 1719.536 | 1648.6217 | 1590.2879 | 1535.1761 | 1498.9751 | 1442.5315 | 1424.9663 | 1430.1203 | 1428.9528 | 1427.4823 | 1425.4599 | 1422.9316 | 1417.9525 | 1411.4939 | 1404.3942 | 1397.4577 | 1389.7815 | 1381.3408 | 1372.3768 | 1363.1052 | 1353.9094 | 1345.9209 | 1337.8653 | 1329.7817 | 1321.8183
Gas: Hydrogen peaking | MW | SEPD | Leading the Way | Nairn | 0 | 0 | 0 | 0 | 0 | 0 | 0 | 0 | 0 | 0 | 0 | 0 | 0 | 0 | 0 | 0 | 0 | 0 | 0 | 0 | 0 | 0 | 0 | 0 | 0 | 0 | 0 | 0 | 0 | 0 | 0 | 0
Gen_BB001 | MW | SEPD | Leading the Way | Nairn | 0 | 0 | 0 | 0 | 0 | 0 | 0 | 0 | 0 | 0 | 0 | 0 | 0 | 0 | 0 | 0 | 0 | 0 | 0 | 0 | 0 | 0 | 0 | 0 | 0 | 0 | 0 | 0 | 0 | 0 | 0 | 0
Gen_BB004 | MW | SEPD | Leading the Way | Nairn | 1.249 | 1.249 | 1.249 | 1.249 | 1.249 | 1.249 | 1.249 | 1.249 | 1.249 | 1.249 | 1.249 | 1.249 | 1.249 | 1.249 | 1.249 | 1.249 | 1.249 | 1.249 | 1.249 | 1.249 | 1.249 | 1.249 | 1.249 | 1.249 | 1.249 | 1.249 | 1.249 | 1.249 | 1.249 | 1.249 | 1.249 | 1.249
Gen_BB005 | MW | SEPD | Leading the Way | Nairn | 0 | 0 | 0 | 0 | 0 | 0 | 0 | 0 | 0 | 0 | 0 | 0 | 0 | 0 | 0 | 0 | 0 | 0 | 0 | 0 | 0 | 0 | 0 | 0 | 0 | 0 | 0 | 0 | 0 | 0 | 0 | 0
Gen_BB006 | MW | SEPD | Leading the Way | Nairn | 0 | 0 | 0 | 0 | 0 | 0 | 0 | 0 | 0 | 0 | 0 | 0 | 0 | 0 | 0 | 0 | 0 | 0 | 0 | 0 | 0 | 0 | 0 | 0 | 0 | 0 | 0 | 0 | 0 | 0 | 0 | 0
Gen_BB008 | MW | SEPD | Leading the Way | Nairn | 0 | 0 | 0 | 0 | 0 | 0 | 0 | 0 | 0 | 0 | 0 | 0 | 0 | 0 | 0 | 0 | 0 | 0 | 0 | 0 | 0 | 0 | 0 | 0 | 0 | 0 | 0 | 0 | 0 | 0 | 0 | 0
Gen_BB010 | MW | SEPD | Leading the Way | Nairn | 0 | 0 | 0 | 0 | 0 | 0 | 0 | 0 | 0 | 0 | 0 | 0 | 0 | 0 | 0 | 0 | 0 | 0 | 0 | 0 | 0 | 0 | 0 | 0 | 0 | 0 | 0 | 0 | 0 | 0 | 0 | 0
Gen_BB011 | MW | SEPD | Leading the Way | Nairn | 0 | 0 | 0 | 0 | 0 | 0 | 0 | 0 | 0 | 0 | 0 | 0 | 0 | 0 | 0 | 0 | 0 | 0 | 0 | 0 | 0 | 0 | 0 | 0 | 0 | 0 | 0 | 0 | 0 | 0 | 0 | 0
Gen_BB012 | MW | SEPD | Leading the Way | Nairn | 0.22394 | 0.22887 | 0.23629 | 0.24551 | 0.25723 | 0.27004 | 0.28505 | 0.31352 | 0.33993 | 0.37089 | 0.40034 | 0.42849 | 0.45575 | 0.48239 | 0.50864 | 0.53464 | 0.55955 | 0.58137 | 0.60308 | 0.62445 | 0.64568 | 0.66683 | 0.68691 | 0.70572 | 0.72329 | 0.7362 | 0.74911 | 0.76086 | 0.77147 | 0.78096 | 0.79049 | 0.80005
Gen_BB013 | MW | SEPD | Leading the Way | Nairn | 2.2803 | 2.3212 | 2.397 | 2.4863 | 2.6052 | 2.7393 | 2.8954 | 3.1394 | 3.3873 | 3.6777 | 3.9878 | 4.3169 | 4.6513 | 4.9949 | 5.3528 | 5.6607 | 5.9617 | 6.2419 | 6.5211 | 6.7769 | 7.0197 | 7.2541 | 7.4825 | 7.6944 | 7.889 | 8.0456 | 8.199 | 8.3431 | 8.4769 | 8.6013 | 8.725 | 8.8492
Gen_BB014 | MW | SEPD | Leading the Way | Nairn | 0 | 0 | 0 | 0 | 0 | 0 | 0 | 0 | 0 | 0 | 0 | 0 | 0 | 0 | 0 | 0 | 0 | 0 | 0 | 0 | 0 | 0 | 0 | 0 | 0 | 0 | 0 | 0 | 0 | 0 | 0 | 0
Gen_BB015 | MW | SEPD | Leading the Way | Nairn | 100.1 | 100.1 | 100.1 | 142.5 | 142.5 | 142.5 | 142.5 | 142.5 | 142.5 | 144.1867 | 146.0261 | 147.8922 | 150.591 | 152.4366 | 183.4453 | 185.5063 | 187.6165 | 189.8571 | 203.2764 | 205.8027 | 208.3215 | 210.8968 | 213.4312 | 215.8034 | 218.0759 | 220.225 | 222.3369 | 224.4274 | 226.4858 | 228.6246 | 230.7183 | 232.8887
Gen_BB016 | MW | SEPD | Leading the Way | Nairn | 0.97255 | 0.97255 | 0.9748 | 0.97842 | 0.98439 | 1.0131 | 1.0309 | 1.0635 | 1.1233 | 1.2215 | 1.394 | 1.5716 | 1.7879 | 2.3817 | 2.5755 | 3.1487 | 3.3502 | 3.5519 | 3.7138 | 3.8731 | 4.0295 | 4.1831 | 4.3339 | 4.4818 | 4.6269 | 4.7689 | 4.9079 | 5.0482 | 5.19 | 5.3332 | 5.4777 | 5.6238
Gen_BB017 | MW | SEPD | Leading the Way | Nairn | 0 | 0 | 0 | 0 | 0 | 0 | 0 | 0 | 0 | 0 | 0 | 0 | 0 | 0 | 0 | 0 | 0 | 0 | 0 | 0 | 0 | 0 | 0 | 0 | 0 | 0 | 0 | 0 | 0 | 0 | 0 | 0
Gen_BB018 | MW | SEPD | Leading the Way | Nairn | 0.092 | 0.092 | 0.092 | 0.092 | 0.092314 | 0.094241 | 0.094914 | 0.096126 | 0.097207 | 0.098418 | 0.099496 | 0.10071 | 0.10179 | 0.103 | 0.10421 | 0.10529 | 0.1065 | 0.1075 | 0.10856 | 0.10942 | 0.11035 | 0.11123 | 0.11192 | 0.11271 | 0.11346 | 0.11404 | 0.11472 | 0.11538 | 0.116 | 0.11648 | 0.11706 | 0.11763
Hydrogen electrolysis | MW | SEPD | Leading the Way | Nairn | 0 | 0 | 0 | 0 | 0 | 0 | 0 | 0 | 0 | 0 | 0 | 0 | 0 | 0 | 0 | 0 | 0 | 0 | 0 | 0 | 0 | 0 | 0 | 0 | 0 | 0 | 0 | 0 | 0 | 0 | 0 | 0
Lct_BB001 | Number | SEPD | Leading the Way | Nairn | 58.2694 | 96.7207 | 173.5379 | 350.9451 | 602.6003 | 1035.5862 | 1553.7169 | 2132.8986 | 2808.2508 | 3622.3981 | 4867.2285 | 6325.4039 | 7828.9221 | 9400.7864 | 10990.8987 | 12575.3356 | 13918.748 | 14979.6511 | 15759.4983 | 16278.0894 | 16599.3061 | 16496.4652 | 16340.8703 | 16121.5759 | 15849.9358 | 15470.0949 | 15013.105 | 14483.1079 | 13878.069 | 13190.9777 | 12414.6038 | 11543.5113
Lct_BB003 | Number | SEPD | Leading the Way | Nairn | 0 | 0 | 0 | 0 | 0 | 0 | 0 | 0 | 0 | 0 | 0 | 0 | 0 | 0 | 0 | 0 | 0 | 0 | 0 | 0 | 0 | 0 | 0 | 0 | 0 | 0 | 0 | 0 | 0 | 0 | 0 | 0
Lct_BB005 | Number | SEPD | Leading the Way | Nairn | 166.7718 | 218.4473 | 237.9116 | 383.0299 | 702.3028 | 1099.0065 | 1489.3675 | 1902.9387 | 2411.2435 | 2924.9208 | 3482.5132 | 4322.2996 | 4826.9915 | 5329.4423 | 5834.0502 | 6303.1554 | 6771.5914 | 7109.7 | 7479.0269 | 7938.6071 | 8344.0304 | 8856.8716 | 9145.2295 | 9429.9108 | 9710.3308 | 9989.3462 | 10267.7492 | 10303.7492 | 10337.9492 | 10370.9492 | 10403.3492 | 10435.7492
Lct_BB006 | Number | SEPD | Leading the Way | Nairn | 0 | 0 | 14.5599 | 28.9323 | 43.1161 | 57.1128 | 70.9215 | 100.3807 | 129.3655 | 157.8737 | 185.9068 | 234.0108 | 343.9863 | 452.7374 | 560.2663 | 666.5718 | 771.6531 | 897.3021 | 1021.4874 | 1144.211 | 1265.469 | 1385.2636 | 1451.843 | 1517.9725 | 1583.6542 | 1648.8861 | 1713.6686 | 1713.6686 | 1713.6686 | 1713.6686 | 1713.6686 | 1713.6686
Lct_BB007 | Number | SEPD | Leading the Way | Nairn | 28.2422 | 36.7499 | 36.0055 | 59.9338 | 111.5938 | 150.2106 | 189.9327 | 229.4525 | 282.7824 | 336.653 | 395.8505 | 465.2606 | 499.7888 | 533.873 | 567.5135 | 600.7105 | 633.4642 | 653.1432 | 674.1888 | 701.6513 | 722.5417 | 748.2708 | 758.9328 | 772.6179 | 786.3658 | 800.1763 | 814.0495 | 814.3968 | 814.9958 | 815.6787 | 816.4454 | 817.2961
Lct_BB008 | Number | SEPD | Leading the Way | Nairn | 0 | 0 | 1.2301 | 2.4443 | 3.6426 | 4.825 | 5.9915 | 8.4802 | 10.9288 | 13.3372 | 15.7055 | 18.0336 | 23.3561 | 28.6194 | 33.8235 | 38.9684 | 44.054 | 50.1351 | 56.1452 | 62.0846 | 67.9531 | 73.7508 | 76.973 | 80.1734 | 83.3521 | 86.5091 | 89.6443 | 89.6443 | 89.6443 | 89.6443 | 89.6443 | 89.6443
Lct_BB010b | MW | SEPD | Leading the Way | Nairn | 0.196 | 0.36049 | 0.64421 | 1.3925 | 2.4034 | 3.7365 | 5.5662 | 7.5864 | 10.0023 | 13.2289 | 18.7084 | 24.3814 | 32.2062 | 39.8591 | 47.4064 | 53.3279 | 56.8678 | 58.9904 | 60.6115 | 61.189 | 61.4329 | 61.4536 | 61.4689 | 61.4788 | 61.4846 | 61.4846 | 61.4846 | 61.4846 | 61.4846 | 61.4846 | 61.4846 | 61.4846
Lct_BB011b | MW | SEPD | Leading the Way | Nairn | 0.094 | 0.1301 | 0.17391 | 0.28806 | 0.41468 | 0.56311 | 0.82389 | 1.2188 | 1.7084 | 2.0651 | 2.4525 | 2.8987 | 3.3054 | 3.7464 | 4.1954 | 4.614 | 4.974 | 5.2525 | 5.446 | 5.5569 | 5.608 | 5.6252 | 5.6286 | 5.635 | 5.6449 | 5.659 | 5.6783 | 5.6783 | 5.6783 | 5.6783 | 5.6786 | 5.7212
Lct_BB012b | MW | SEPD | Leading the Way | Nairn | 0.23 | 0.3034 | 0.3787 | 0.54651 | 0.73925 | 0.94959 | 1.223 | 1.5458 | 1.9273 | 2.3566 | 2.8472 | 3.3965 | 4.1586 | 4.9793 | 5.7991 | 6.5701 | 7.2378 | 7.7716 | 8.1651 | 8.4267 | 8.5872 | 8.5994 | 8.6088 | 8.6154 | 8.6196 | 8.6216 | 8.6216 | 8.6216 | 8.6216 | 8.6216 | 8.6216 | 8.6216
Lct_BB013b | MW | SEPD | Leading the Way | Nairn | 0 | 0.0114 | 0.0228 | 0.04656 | 0.06826 | 0.09128 | 0.13782 | 0.20448 | 0.27766 | 0.31456 | 0.35156 | 0.39282 | 0.44184 | 0.4916 | 0.53918 | 0.58022 | 0.61242 | 0.634 | 0.6456 | 0.6478 | 0.6478 | 0.6478 | 0.6478 | 0.6478 | 0.6478 | 0.6478 | 0.6478 | 0.6478 | 0.6478 | 0.6478 | 0.6478 | 0.6478
Lct_BB014 | Number | SEPD | Leading the Way | Nairn | 13.0246 | 13.1245 | 13.1297 | 13.2426 | 13.3605 | 13.3906 | 13.5065 | 13.5377 | 13.6104 | 13.6831 | 13.7558 | 13.8285 | 13.9011 | 13.9738 | 14.0465 | 14.1192 | 14.1919 | 14.2646 | 14.3373 | 14.4099 | 14.4826 | 14.5553 | 14.628 | 14.7007 | 14.7734 | 14.8461 | 14.9187 | 14.9914 | 15.0641 | 15.1368 | 15.2095 | 15.2822
Other generation | MW | SEPD | Leading the Way | Nairn | 0 | 0 | 0 | 0 | 0 | 0 | 0 | 0 | 0 | 0 | 0 | 0 | 0 | 0 | 0 | 0 | 0 | 0 | 0 | 0 | 0 | 0 | 0 | 0 | 0 | 0 | 0 | 0 | 0 | 0 | 0 | 0
Srg_BB001 | MW | SEPD | Leading the Way | Nairn | 0 | 0.19296 | 0.33573 | 0.47221 | 0.61864 | 30.6749 | 31.1421 | 32.9212 | 33.5753 | 34.2638 | 34.9641 | 36.0055 | 36.1447 | 36.3344 | 36.5424 | 36.7729 | 37.2842 | 37.9809 | 38.7548 | 39.5297 | 40.317 | 41.1373 | 41.4775 | 41.8231 | 42.1579 | 42.4963 | 42.8308 | 42.9608 | 43.0858 | 43.2054 | 43.3244 | 43.4378
Srg_BB002 | MW | SEPD | Leading the Way | Nairn | 0 | 0 | 0.04573 | 0.093057 | 0.14264 | 0.1956 | 0.25299 | 0.60806 | 0.74811 | 0.90188 | 1.0821 | 1.2794 | 1.5631 | 1.8699 | 2.1991 | 2.5501 | 2.9219 | 3.2256 | 3.5254 | 3.8376 | 4.1599 | 4.4939 | 4.6347 | 4.7668 | 4.8878 | 4.9984 | 5.0735 | 5.1473 | 5.2114 | 5.2662 | 5.3118 | 5.3565
Data centres (MW) | MW | SEPD | Leading the Way | Persley | 0 | 0 | 0 | 0 | 0 | 0 | 0 | 0 | 0 | 0 | 0 | 0 | 0 | 0 | 0 | 0 | 0 | 0 | 0 | 0 | 0 | 0 | 0 | 0 | 0 | 0 | 0 | 0 | 0 | 0 | 0 | 0
Dem_BB001a | Number of homes (cumulative) | SEPD | Leading the Way | Persley | 0 | 455.2024 | 882.9114 | 1232.8345 | 1610.8137 | 2034.7016 | 2461.7714 | 2893.63 | 3283.1878 | 3672.2379 | 4081.6912 | 4468.493 | 4812.8901 | 5130.3692 | 5417.7983 | 5699.7983 | 5945.7983 | 6194.0811 | 6445.6682 | 6671.8289 | 6884.6934 | 7085.1271 | 7188.4768 | 7277.5857 | 7354.4785 | 7421.1877 | 7477.7689 | 7525.2431 | 7561.6273 | 7587.9064 | 7606.0919 | 7615.1798
Dem_BB002b | Floorspace (m2) (cumulative) | SEPD | Leading the Way | Persley | 0 | 125115.3 | 225208.1 | 318269.654 | 415807.098 | 539975.432 | 672734.656 | 792103.95 | 906164.094 | 1020490.088 | 1108616.732 | 1199593.376 | 1252044.13 | 1293373.46 | 1326111.9 | 1352959.45 | 1370341.15 | 1381757 | 1387682 | 1390757 | 1390982 | 1391207 | 1391432 | 1391657 | 1391657 | 1391657 | 1391657 | 1391657 | 1391657 | 1391657 | 1391657 | 1391657
Domestic direct electric heating | Number | SEPD | Leading the Way | Persley | 2582.9073 | 2632.0714 | 2678.2821 | 2750.3546 | 2788.7631 | 2806.3059 | 2798.4707 | 2722.6245 | 2651.0298 | 2578.6189 | 2501.8414 | 2447.6928 | 2302.7789 | 2251.0246 | 2260.7907 | 2272.6654 | 2281.4041 | 2290.8286 | 2298.4748 | 2303.6741 | 2307.4682 | 2310.191 | 2306.2923 | 2301.3348 | 2295.6769 | 2290.0992 | 2283.3346 | 2275.4341 | 2266.0709 | 2256.2277 | 2246.0408 | 2235.259
Gas: Hydrogen peaking | MW | SEPD | Leading the Way | Persley | 0 | 0 | 0 | 0 | 0 | 0 | 0 | 0 | 0 | 0 | 0 | 0 | 0 | 1.45 | 1.45 | 1.45 | 1.55 | 1.55 | 1.55 | 1.55 | 1.55 | 1.55 | 1.55 | 2.15 | 2.15 | 2.15 | 2.15 | 2.15 | 2.15 | 2.15 | 2.15 | 2.15
Gen_BB001 | MW | SEPD | Leading the Way | Persley | 14.15 | 14.15 | 14.15 | 14.15 | 2.15 | 2.15 | 2.15 | 2.15 | 0.7 | 0.7 | 0.7 | 0.6 | 0.6 | 0 | 0 | 0 | 0 | 0 | 0 | 0 | 0 | 0 | 0 | 0 | 0 | 0 | 0 | 0 | 0 | 0 | 0 | 0
Gen_BB004 | MW | SEPD | Leading the Way | Persley | 7.795 | 7.795 | 7.795 | 8.415 | 8.415 | 8.415 | 8.415 | 8.415 | 8.415 | 8.415 | 8.415 | 8.415 | 8.415 | 8.415 | 8.415 | 6.315 | 2.785 | 2.785 | 2.785 | 2.785 | 2.785 | 1.685 | 1.685 | 1.685 | 1.685 | 1.685 | 1.685 | 1.685 | 0.62 | 0.62 | 0.62 | 0.62
Gen_BB005 | MW | SEPD | Leading the Way | Persley | 0 | 0 | 0 | 0 | 0 | 0 | 0 | 0 | 0 | 0 | 0 | 0 | 0 | 0 | 0 | 0 | 0 | 0 | 0 | 0 | 0 | 0 | 0 | 0 | 0 | 0 | 0 | 0 | 0 | 0 | 0 | 0
Gen_BB006 | MW | SEPD | Leading the Way | Persley | 0 | 0 | 0 | 0 | 0 | 0 | 0 | 0 | 0 | 0 | 0 | 0 | 0 | 0 | 0 | 0 | 0 | 0 | 0 | 0 | 0 | 0 | 0 | 0 | 0 | 0 | 0 | 0 | 0 | 0 | 0 | 0
Gen_BB008 | MW | SEPD | Leading the Way | Persley | 0 | 0 | 0 | 0 | 0 | 0 | 0 | 0 | 0 | 0 | 0 | 0 | 0 | 0 | 0 | 0 | 0 | 0 | 0 | 0 | 0 | 0 | 0 | 0 | 0 | 0 | 0 | 0 | 0 | 0 | 0 | 0
Gen_BB010 | MW | SEPD | Leading the Way | Persley | 0.499 | 0.499 | 0.499 | 0.499 | 0.499 | 0.499 | 0.499 | 0.499 | 0.499 | 0.499 | 0.499 | 0.499 | 0.499 | 0.499 | 0.499 | 0.499 | 0.499 | 0.499 | 0.499 | 2.499 | 2.499 | 2.499 | 2.499 | 2.499 | 2.499 | 2.499 | 2.499 | 2.499 | 2.499 | 2.499 | 2.499 | 2.499
Gen_BB011 | MW | SEPD | Leading the Way | Persley | 0 | 0 | 0 | 0 | 0 | 0 | 0 | 0 | 0 | 0 | 0 | 0 | 0 | 0 | 0 | 0 | 0 | 0 | 0 | 0 | 0 | 0 | 0 | 0 | 0 | 0 | 0 | 0 | 0 | 0 | 0 | 0
Gen_BB012 | MW | SEPD | Leading the Way | Persley | 0.20646 | 0.21019 | 0.21613 | 0.22402 | 0.23487 | 0.24775 | 0.26413 | 0.29885 | 0.33502 | 0.3817 | 0.42995 | 0.47916 | 0.52897 | 0.57939 | 0.63047 | 0.68226 | 0.72701 | 0.7666 | 0.80638 | 0.84583 | 0.88534 | 0.92498 | 0.96281 | 0.99834 | 1.0316 | 1.0559 | 1.0802 | 1.1023 | 1.1221 | 1.1398 | 1.1575 | 1.1753
Gen_BB013 | MW | SEPD | Leading the Way | Persley | 1.6853 | 1.7905 | 1.9576 | 2.1621 | 2.439 | 2.7854 | 3.2019 | 3.836 | 4.4609 | 5.1912 | 5.9584 | 6.7278 | 7.4743 | 8.2131 | 8.9484 | 9.7153 | 10.3725 | 11.0064 | 11.6331 | 12.2416 | 12.8445 | 13.4367 | 13.942 | 14.4199 | 14.8721 | 15.253 | 15.6233 | 15.9691 | 16.2882 | 16.5814 | 16.867 | 17.1439
Gen_BB014 | MW | SEPD | Leading the Way | Persley | 0 | 0 | 0 | 0 | 0 | 0 | 0 | 0 | 0 | 0 | 0 | 0 | 0 | 0 | 0 | 0 | 0 | 0 | 0 | 0 | 0 | 0 | 0 | 0 | 0 | 0 | 0 | 0 | 0 | 0 | 0 | 0
Gen_BB015 | MW | SEPD | Leading the Way | Persley | 0 | 0 | 0 | 0 | 0 | 0 | 0 | 0 | 0 | 0.028793 | 0.060193 | 0.092049 | 0.13812 | 0.16962 | 0.20392 | 0.2391 | 0.27512 | 0.31337 | 0.35399 | 0.39711 | 0.44011 | 0.48407 | 0.52734 | 0.56783 | 0.60662 | 0.64331 | 0.67936 | 0.71505 | 0.75019 | 0.7867 | 0.82244 | 0.85949
Gen_BB016 | MW | SEPD | Leading the Way | Persley | 0.33465 | 0.33465 | 0.33469 | 0.33475 | 0.33485 | 0.33534 | 0.33565 | 0.33621 | 0.33723 | 0.3389 | 0.34185 | 0.34488 | 0.34857 | 0.68188 | 0.68519 | 0.68985 | 0.69329 | 0.69673 | 0.6995 | 0.70222 | 0.70489 | 0.70751 | 0.71008 | 0.71261 | 0.71508 | 0.71751 | 0.71988 | 0.72228 | 0.7247 | 0.72714 | 0.72961 | 0.7321
Gen_BB017 | MW | SEPD | Leading the Way | Persley | 0 | 0 | 0 | 0 | 0 | 0 | 0 | 0 | 0 | 0 | 0 | 0 | 0 | 0 | 0 | 0 | 0 | 0 | 0 | 0 | 0 | 0 | 0 | 0 | 0 | 0 | 0 | 0 | 0 | 0 | 0 | 0
Gen_BB018 | MW | SEPD | Leading the Way | Persley | 0 | 0 | 0 | 0 | 0 | 0 | 0 | 0 | 0 | 0 | 0 | 0 | 0 | 0 | 0 | 0 | 0 | 0 | 0 | 0 | 0 | 0 | 0 | 0 | 0 | 0 | 0 | 0 | 0 | 0 | 0 | 0
Hydrogen electrolysis | MW | SEPD | Leading the Way | Persley | 1 | bar: 2020 to 2050
Lct_BB001 | Number | SEPD | Leading the Way | Persley | 93.3551 | 155.1864 | 285.316 | 586.1174 | 1019.8097 | 1936.3255 | 2968.2749 | 4087.2943 | 5339.7165 | 6781.6241 | 8678.3822 | 11285.6655 | 14060.8025 | 17081.9522 | 20190.2888 | 23308.853 | 26118.2975 | 28476.2223 | 30363.2778 | 31793.1579 | 32861.7926 | 33137.3218 | 33286.2133 | 33284.6049 | 33153.4335 | 32766.2713 | 32129.972 | 31335.3493 | 30376.4115 | 29236.5498 | 27898.1249 | 26326.4187
Lct_BB003 | Number | SEPD | Leading the Way | Persley | 6.0251 | 6.91 | 18.6085 | 37.0514 | 58.7145 | 89.0954 | 151.8087 | 252.5829 | 388.0176 | 489.6922 | 613.4819 | 763.7908 | 891.0139 | 1037.4862 | 1198.3217 | 1361.4487 | 1516.0352 | 1649.8481 | 1757.3792 | 1836.1605 | 1891.7506 | 1932.2617 | 1959.0204 | 1980.817 | 1999.725 | 2018.3846 | 2038.2513 | 2030.8848 | 2027.729 | 2028.3836 | 2032.4345 | 2039.4191
Lct_BB005 | Number | SEPD | Leading the Way | Persley | 35.8946 | 230.8835 | 294.9989 | 961.0364 | 2125.8561 | 3214.7053 | 4127.102 | 5377.6342 | 6756.1645 | 8214.6024 | 9862.9533 | 11085.7015 | 11953.0583 | 12826.8518 | 13708.1242 | 14617.0086 | 15530.548 | 16286.2172 | 17133.3897 | 18241.2144 | 19328.7917 | 20694.1585 | 21415.5375 | 22133.7488 | 22779.0127 | 23417.819 | 24044.2378 | 24146.2378 | 24241.6378 | 24331.0378 | 24415.6378 | 24494.8378
Lct_BB006 | Number | SEPD | Leading the Way | Persley | 0 | 0 | 105.8869 | 210.4055 | 313.5532 | 415.3314 | 515.74 | 729.9644 | 940.7373 | 1148.0517 | 1351.9109 | 1505.3782 | 1856.2298 | 2203.1783 | 2546.2229 | 2885.3647 | 3220.6052 | 3621.4552 | 4017.638 | 4409.1501 | 4795.9934 | 5178.1653 | 5390.5656 | 5601.5336 | 5811.0673 | 6019.1692 | 6225.8361 | 6225.8361 | 6225.8361 | 6225.8361 | 6225.8361 | 6225.8361
Lct_BB007 | Number | SEPD | Leading the Way | Persley | 82.2375 | 107.011 | 104.8432 | 174.5197 | 324.9469 | 437.3943 | 553.0599 | 668.1364 | 823.4264 | 980.2907 | 1152.6664 | 1354.7799 | 1455.3216 | 1554.5705 | 1652.5272 | 1749.1926 | 1844.5674 | 1901.87 | 1963.1523 | 2043.1194 | 2103.9495 | 2178.8691 | 2209.9154 | 2249.7647 | 2289.7966 | 2330.011 | 2370.408 | 2371.4192 | 2373.1632 | 2375.1515 | 2377.3842 | 2379.861
Lct_BB008 | Number | SEPD | Leading the Way | Persley | 0 | 0 | 3.5819 | 7.1175 | 10.6068 | 14.0497 | 17.4465 | 24.6933 | 31.8233 | 38.8363 | 45.7325 | 52.5118 | 68.0102 | 83.3362 | 98.4899 | 113.4712 | 128.2801 | 145.9872 | 163.488 | 180.7827 | 197.8711 | 214.7532 | 224.1359 | 233.4552 | 242.7111 | 251.9038 | 261.0331 | 261.0331 | 261.0331 | 261.0331 | 261.0331 | 261.0331
Lct_BB010b | MW | SEPD | Leading the Way | Persley | 0.404 | 0.72517 | 1.2684 | 2.3544 | 3.9145 | 5.7776 | 8.3417 | 11.2439 | 15.0128 | 20.0969 | 27.1683 | 34.4758 | 42.8463 | 52.1738 | 62.3117 | 72.8072 | 78.9558 | 83.4253 | 87.1493 | 88.6389 | 89.6292 | 89.7868 | 89.9026 | 89.9782 | 90.0217 | 90.0217 | 90.0217 | 90.0217 | 90.0217 | 90.0217 | 90.0217 | 90.0217
Lct_BB011b | MW | SEPD | Leading the Way | Persley | 0.036 | 0.1113 | 0.18448 | 0.38002 | 0.60828 | 0.86864 | 1.2542 | 1.7569 | 2.3691 | 2.9184 | 3.5293 | 4.2203 | 5.0063 | 5.8538 | 6.702 | 7.489 | 8.1566 | 8.667 | 9.0147 | 9.2101 | 9.2921 | 9.3062 | 9.309 | 9.3143 | 9.3223 | 9.3338 | 9.3496 | 9.3496 | 9.3496 | 9.3496 | 9.3499 | 9.3846
Lct_BB012b | MW | SEPD | Leading the Way | Persley | 0.468 | 0.5718 | 0.67731 | 0.91585 | 1.1915 | 1.4946 | 1.89 | 2.3512 | 2.8958 | 3.5061 | 4.2035 | 4.984 | 6.0655 | 7.2293 | 8.391 | 9.4818 | 10.4248 | 11.1771 | 11.7296 | 12.0947 | 12.3161 | 12.3278 | 12.3369 | 12.3433 | 12.3473 | 12.3492 | 12.3492 | 12.3492 | 12.3492 | 12.3492 | 12.3492 | 12.3492
Lct_BB013b | MW | SEPD | Leading the Way | Persley | 0 | 0.0049 | 0.00986 | 0.02014 | 0.02952 | 0.03948 | 0.05961 | 0.08845 | 0.1201 | 0.13606 | 0.15207 | 0.16992 | 0.19112 | 0.21265 | 0.23323 | 0.25098 | 0.26491 | 0.27424 | 0.27925 | 0.28021 | 0.28021 | 0.28021 | 0.28021 | 0.28021 | 0.28021 | 0.28021 | 0.28021 | 0.28021 | 0.28021 | 0.28021 | 0.28021 | 0.28021
Lct_BB014 | Number | SEPD | Leading the Way | Persley | 101.2249 | 102.0017 | 102.0423 | 102.9191 | 103.8358 | 104.0699 | 104.9701 | 105.2129 | 105.7778 | 106.3427 | 106.9076 | 107.4725 | 108.0374 | 108.6023 | 109.1672 | 109.7321 | 110.297 | 110.8619 | 111.4268 | 111.9917 | 112.5566 | 113.1216 | 113.6865 | 114.2514 | 114.8163 | 115.3812 | 115.9461 | 116.511 | 117.0759 | 117.6408 | 118.2057 | 118.7706
Other generation | MW | SEPD | Leading the Way | Persley | 3.38 | 3.38 | 3.38 | 3.38 | 3.38 | 3.38 | 3.38 | 3.38 | 3.38 | 3.38 | 3.38 | 3.38 | 3.38 | 3.38 | 3.38 | 3.38 | 3.38 | 3.38 | 3.38 | 3.38 | 3.38 | 3.38 | 3.38 | 3.38 | 3.38 | 3.38 | 3.38 | 3.38 | 3.38 | 3.38 | 3.38 | 3.38
Srg_BB001 | MW | SEPD | Leading the Way | Persley | 0 | 0.33382 | 0.44065 | 0.48071 | 0.52077 | 0.56082 | 1.0015 | 2.284 | 2.5918 | 2.9267 | 3.2888 | 3.6795 | 3.7335 | 3.7881 | 3.8427 | 3.8977 | 3.9555 | 4.0422 | 4.1299 | 4.2182 | 4.307 | 4.3965 | 4.5664 | 4.7365 | 4.9066 | 5.0769 | 5.2472 | 5.2491 | 5.251 | 5.2529 | 5.2548 | 5.2566
Srg_BB002 | MW | SEPD | Leading the Way | Persley | 0 | 0 | 0.035783 | 0.074315 | 0.11664 | 0.16408 | 0.21825 | 0.58448 | 0.73971 | 0.92309 | 1.1514 | 1.4145 | 1.8092 | 2.2519 | 2.7422 | 3.2797 | 3.8563 | 4.3323 | 4.8067 | 5.3051 | 5.8239 | 6.3657 | 6.5958 | 6.8129 | 7.0129 | 7.1961 | 7.3212 | 7.4442 | 7.5515 | 7.6433 | 7.7198 | 7.795
Data centres (MW) | MW | SEPD | Leading the Way | Peterhead Grange | 0 | 0 | 0 | 0 | 0 | 0 | 0 | 0 | 0 | 0 | 0 | 0 | 0 | 0 | 0 | 0 | 0 | 0 | 0 | 0 | 0 | 0 | 0 | 0 | 0 | 0 | 0 | 0 | 0 | 0 | 0 | 0
Dem_BB001a | Number of homes (cumulative) | SEPD | Leading the Way | Peterhead Grange | 0 | 58.2847 | 132.7122 | 179.9182 | 251.14 | 322.3361 | 376.5834 | 429.7712 | 482.8743 | 539.1161 | 592.1896 | 643.6231 | 695.1718 | 744.9969 | 794.1998 | 851.5144 | 892.5144 | 933.4274 | 976.4251 | 1018.3042 | 1059.1009 | 1099.774 | 1120.1473 | 1138.4539 | 1154.7009 | 1168.897 | 1181.0578 | 1191.1889 | 1199.2952 | 1205.3724 | 1209.4237 | 1211.448
Dem_BB002b | Floorspace (m2) (cumulative) | SEPD | Leading the Way | Peterhead Grange | 0 | 1.305 | 2.2776 | 2002.9206 | 4170.2781 | 6504.3501 | 7005.1366 | 7505.9532 | 8006.9236 | 8507.9515 | 9009.0369 | 9510.1798 | 9843.9757 | 10011.0167 | 10011.3432 | 10011.622 | 10011.852 | 10012.0245 | 10012.1395 | 10012.197 | 10012.197 | 10012.197 | 10012.197 | 10012.197 | 10012.197 | 10012.197 | 10012.197 | 10012.197 | 10012.197 | 10012.197 | 10012.197 | 10012.197
Domestic direct electric heating | Number | SEPD | Leading the Way | Peterhead Grange | 332.2463 | 338.5139 | 346.5043 | 361.0806 | 377.0306 | 391.0302 | 398.5243 | 392.5079 | 386.0667 | 379.9947 | 372.4651 | 367.0664 | 346.2364 | 339.2343 | 342.3443 | 345.8809 | 349.5249 | 353.1586 | 356.6163 | 360.0114 | 363.2394 | 366.4118 | 368.3955 | 370.1198 | 371.7061 | 373.1777 | 374.3766 | 375.2946 | 375.9103 | 376.3319 | 376.5449 | 376.5818
Gas: Hydrogen peaking | MW | SEPD | Leading the Way | Peterhead Grange | 0 | 0 | 0 | 0 | 0 | 0 | 0 | 0 | 0 | 0 | 0 | 0 | 0 | 0 | 0 | 0 | 0 | 0 | 0 | 0 | 0 | 0 | 0 | 0 | 0 | 0 | 0 | 0 | 0 | 0 | 0 | 0
Gen_BB001 | MW | SEPD | Leading the Way | Peterhead Grange | 0 | 0 | 0 | 0 | 0 | 0 | 0 | 0 | 0 | 0 | 0 | 0 | 0 | 0 | 0 | 0 | 0 | 0 | 0 | 0 | 0 | 0 | 0 | 0 | 0 | 0 | 0 | 0 | 0 | 0 | 0 | 0
Gen_BB004 | MW | SEPD | Leading the Way | Peterhead Grange | 0.05 | 0.05 | 0.05 | 0.05 | 0.05 | 0.05 | 0.05 | 0.05 | 0.05 | 0.05 | 0.05 | 0.05 | 0.05 | 0.05 | 0.05 | 0.05 | 0.05 | 0.05 | 0.05 | 0.05 | 0.05 | 0.05 | 0.05 | 0.05 | 0.05 | 0.05 | 0.05 | 0.05 | 0.05 | 0.05 | 0.05 | 0.05
Gen_BB005 | MW | SEPD | Leading the Way | Peterhead Grange | 0 | 0 | 0 | 0 | 0 | 0 | 0 | 0 | 0 | 0 | 0 | 0 | 0 | 0 | 0 | 0 | 0 | 0 | 0 | 0 | 0 | 0 | 0 | 0 | 0 | 0 | 0 | 0 | 0 | 0 | 0 | 0
Gen_BB006 | MW | SEPD | Leading the Way | Peterhead Grange | 0 | 0 | 0 | 0 | 0 | 0 | 0 | 0 | 0 | 0 | 0 | 0 | 0 | 0 | 0 | 0 | 0 | 0 | 0 | 0 | 0 | 0 | 0 | 0 | 0 | 0 | 0 | 0 | 0 | 0 | 0 | 0
Gen_BB008 | MW | SEPD | Leading the Way | Peterhead Grange | 0 | 0 | 0 | 0 | 0 | 0 | 0 | 0 | 0 | 0 | 0 | 0 | 0 | 0 | 0 | 0 | 0 | 0 | 0 | 0 | 0 | 0 | 0 | 0 | 0 | 0 | 0 | 0 | 0 | 0 | 0 | 0
Gen_BB010 | MW | SEPD | Leading the Way | Peterhead Grange | 0 | 0 | 0 | 0 | 0 | 0 | 0 | 0 | 0 | 0 | 0 | 0 | 0 | 0 | 0 | 0 | 0 | 0 | 0 | 0 | 0 | 0 | 0 | 0 | 0 | 0 | 0 | 0 | 0 | 0 | 0 | 0
Gen_BB011 | MW | SEPD | Leading the Way | Peterhead Grange | 0 | 0 | 0 | 0 | 0 | 0 | 0 | 0 | 0 | 0 | 0 | 0 | 0 | 0 | 0 | 0 | 0 | 0 | 0 | 0 | 0 | 0 | 0 | 0 | 0 | 0 | 0 | 0 | 0 | 0 | 0 | 0
Gen_BB012 | MW | SEPD | Leading the Way | Peterhead Grange | 0.18516 | 0.18676 | 0.18921 | 0.19235 | 0.19648 | 0.20116 | 0.20687 | 0.48884 | 0.76962 | 1.1055 | 1.4917 | 1.9266 | 2.4654 | 3.0557 | 3.6017 | 4.1694 | 4.7671 | 5.4005 | 5.9533 | 6.4268 | 6.7471 | 6.9512 | 7.153 | 7.3548 | 7.7442 | 8.1289 | 8.5138 | 8.8602 | 9.1681 | 9.4377 | 9.6702 | 9.8656
Gen_BB013 | MW | SEPD | Leading the Way | Peterhead Grange | 0.73174 | 0.75191 | 0.78699 | 0.82655 | 0.88663 | 0.95708 | 1.0325 | 1.1562 | 1.2807 | 1.4303 | 1.5798 | 1.7297 | 1.8807 | 2.0334 | 2.1896 | 2.3528 | 2.5034 | 2.6456 | 2.7884 | 2.9321 | 3.0761 | 3.2205 | 3.3486 | 3.4702 | 3.5863 | 3.6843 | 3.7802 | 3.87 | 3.9536 | 4.031 | 4.1064 | 4.18
Gen_BB014 | MW | SEPD | Leading the Way | Peterhead Grange | 30 | 30 | 30 | 30 | 30 | 30 | 30 | 30 | 30 | 30 | 30 | 30 | 30 | 30 | 30 | 30 | 30 | 30 | 30 | 30 | 30 | 30 | 30 | 30 | 30 | 30 | 30 | 30 | 30 | 30 | 30 | 30
Gen_BB015 | MW | SEPD | Leading the Way | Peterhead Grange | 0 | 0 | 0 | 0 | 0 | 0 | 0 | 0 | 0 | 0.038076 | 0.079598 | 0.12172 | 0.18265 | 0.22431 | 0.26966 | 0.31618 | 0.36382 | 0.4144 | 0.46811 | 0.52514 | 0.58199 | 0.64013 | 0.69734 | 0.75089 | 0.80219 | 0.85071 | 0.89838 | 0.94557 | 0.99204 | 1.0403 | 1.0876 | 1.1366
Gen_BB016 | MW | SEPD | Leading the Way | Peterhead Grange | 0.85615 | 0.85615 | 0.8562 | 0.85629 | 0.85642 | 0.85707 | 0.85747 | 0.85821 | 0.85956 | 0.86177 | 0.86567 | 0.86968 | 0.87456 | 1.7289 | 1.7333 | 1.7395 | 1.744 | 1.7486 | 1.7522 | 1.7558 | 1.7594 | 1.7628 | 1.7662 | 1.7696 | 1.7728 | 1.7761 | 1.7792 | 1.7824 | 1.7856 | 1.7888 | 1.7921 | 1.7953
Gen_BB017 | MW | SEPD | Leading the Way | Peterhead Grange | 0 | 0 | 0 | 0 | 0 | 0 | 0 | 0 | 0 | 0 | 0 | 0 | 0 | 0 | 0 | 0 | 0 | 0 | 0 | 0 | 0 | 0 | 0 | 0 | 0 | 0 | 0 | 0 | 0 | 0 | 0 | 0
Gen_BB018 | MW | SEPD | Leading the Way | Peterhead Grange | 0 | 0 | 0 | 0 | 0 | 0 | 0 | 0 | 0 | 0 | 0 | 0 | 0 | 0 | 0 | 0 | 0 | 0 | 0 | 0 | 0 | 0 | 0 | 0 | 0 | 0 | 0 | 0 | 0 | 0 | 0 | 0
Hydrogen electrolysis | MW | SEPD | Leading the Way | Peterhead Grange | 0 | 0 | 0 | 0 | 0 | 0 | 0 | 0 | 0 | 0 | 0 | 0 | 0 | 0 | 0 | 0 | 0 | 0 | 0 | 0 | 0 | 0 | 0 | 0 | 0 | 0 | 0 | 0 | 0 | 0 | 0 | 0
Lct_BB001 | Number | SEPD | Leading the Way | Peterhead Grange | 27.5854 | 45.8083 | 83.3386 | 169.4025 | 292.4116 | 561.5055 | 869.3738 | 1205.8847 | 1587.1888 | 2033.0555 | 2822.3047 | 3788.6142 | 4797.0016 | 5867.1852 | 6958.0662 | 8049.6897 | 8961.1955 | 9704.2226 | 10276.1753 | 10685.8349 | 10970.0858 | 10982.5386 | 10956.1437 | 10883.2894 | 10771.2443 | 10580.1901 | 10320.1089 | 10010.0971 | 9648.4564 | 9230.3522 | 8750.4336 | 8201.9254
Lct_BB003 | Number | SEPD | Leading the Way | Peterhead Grange | 0 | 0 | 1.2746 | 3.8131 | 6.8389 | 11.2874 | 20.609 | 42.7952 | 64.1613 | 83.0404 | 103.2446 | 129.4913 | 149.733 | 172.3806 | 197.242 | 222.3875 | 246.1276 | 266.5875 | 282.9426 | 294.8176 | 303.1156 | 309.1267 | 313.0116 | 316.1922 | 318.981 | 321.6066 | 324.3794 | 323.5695 | 323.2738 | 323.4293 | 323.9827 | 324.8834
Lct_BB005 | Number | SEPD | Leading the Way | Peterhead Grange | 67.9712 | 81.6025 | 90.0592 | 166.4059 | 281.6089 | 440.0248 | 595.9581 | 828.0421 | 1107.4312 | 1400.7372 | 1729.9099 | 2123.3202 | 2384.0001 | 2650.0638 | 2922.2948 | 3202.7661 | 3490.3595 | 3718.6819 | 3981.9523 | 4337.5239 | 4686.7995 | 5146.729 | 5399.1449 | 5651.4185 | 5886.4289 | 6122.3225 | 6359.0158 | 6385.4158 | 6410.6158 | 6434.6158 | 6457.4158 | 6479.0158
Lct_BB006 | Number | SEPD | Leading the Way | Peterhead Grange | 0 | 0 | 20.1616 | 40.0623 | 59.7025 | 79.0828 | 98.2016 | 138.9922 | 179.1279 | 218.603 | 257.4211 | 305.7589 | 416.2704 | 525.5512 | 633.6051 | 740.428 | 846.021 | 972.2801 | 1097.0704 | 1220.3887 | 1342.236 | 1462.6117 | 1529.5141 | 1595.9644 | 1661.9628 | 1727.5082 | 1792.6045 | 1792.6045 | 1792.6045 | 1792.6045 | 1792.6045 | 1792.6045
Lct_BB007 | Number | SEPD | Leading the Way | Peterhead Grange | 23.0872 | 30.0421 | 29.4335 | 48.9944 | 91.225 | 122.7933 | 155.265 | 187.5714 | 231.1672 | 275.2051 | 323.5976 | 380.3386 | 408.5645 | 436.4275 | 463.9277 | 491.0653 | 517.8407 | 533.9277 | 551.132 | 573.5818 | 590.6592 | 611.6919 | 620.4078 | 631.595 | 642.8334 | 654.1231 | 665.4641 | 665.7479 | 666.2375 | 666.7957 | 667.4225 | 668.1178
Lct_BB008 | Number | SEPD | Leading the Way | Peterhead Grange | 0 | 0 | 1.0056 | 1.9982 | 2.9778 | 3.9444 | 4.8979 | 6.9324 | 8.934 | 10.9028 | 12.8388 | 14.742 | 19.093 | 23.3956 | 27.6498 | 31.8556 | 36.013 | 40.9841 | 45.8972 | 50.7525 | 55.5499 | 60.2893 | 62.9234 | 65.5397 | 68.1382 | 70.719 | 73.282 | 73.282 | 73.282 | 73.282 | 73.282 | 73.282
Lct_BB010b | MW | SEPD | Leading the Way | Peterhead Grange | 0.189 | 0.27619 | 0.42888 | 0.72621 | 1.1949 | 1.7579 | 2.5317 | 3.4095 | 4.5289 | 5.9114 | 9.1017 | 12.5202 | 16.6873 | 21.4121 | 25.5115 | 29.38 | 31.6311 | 32.9241 | 33.8367 | 34.2946 | 34.4643 | 34.4888 | 34.5068 | 34.5186 | 34.5253 | 34.5253 | 34.5253 | 34.5253 | 34.5253 | 34.5253 | 34.5253 | 34.5253
Lct_BB011b | MW | SEPD | Leading the Way | Peterhead Grange | 0.028 | 0.061 | 0.09679 | 0.2011 | 0.31233 | 0.44492 | 0.70432 | 1.1256 | 1.6529 | 2.0001 | 2.3714 | 2.8035 | 3.1423 | 3.5117 | 3.8926 | 4.2497 | 4.5602 | 4.8024 | 4.9737 | 5.0731 | 5.1216 | 5.1428 | 5.147 | 5.155 | 5.1671 | 5.1845 | 5.2082 | 5.2082 | 5.2082 | 5.2082 | 5.2086 | 5.261
Lct_BB012b | MW | SEPD | Leading the Way | Peterhead Grange | 0.158 | 0.1672 | 0.17612 | 0.19325 | 0.21037 | 0.22474 | 0.24041 | 0.27359 | 0.3129 | 0.35951 | 0.41285 | 0.47222 | 0.55533 | 0.64389 | 0.73135 | 0.81271 | 0.88202 | 0.93649 | 0.97561 | 1.0006 | 1.015 | 1.0184 | 1.021 | 1.0229 | 1.024 | 1.0246 | 1.0246 | 1.0246 | 1.0246 | 1.0246 | 1.0246 | 1.0246
Lct_BB013b | MW | SEPD | Leading the Way | Peterhead Grange | 0 | 0 | 0 | 0 | 0 | 0 | 0 | 0 | 0 | 0 | 0 | 0 | 0 | 0 | 0 | 0 | 0 | 0 | 0 | 0 | 0 | 0 | 0 | 0 | 0 | 0 | 0 | 0 | 0 | 0 | 0 | 0
Lct_BB014 | Number | SEPD | Leading the Way | Peterhead Grange | 7.3978 | 7.4546 | 7.4575 | 7.5216 | 7.5886 | 7.6057 | 7.6715 | 7.6892 | 7.7305 | 7.7718 | 7.8131 | 7.8544 | 7.8957 | 7.9369 | 7.9782 | 8.0195 | 8.0608 | 8.1021 | 8.1434 | 8.1847 | 8.2259 | 8.2672 | 8.3085 | 8.3498 | 8.3911 | 8.4324 | 8.4736 | 8.5149 | 8.5562 | 8.5975 | 8.6388 | 8.6801
Other generation | MW | SEPD | Leading the Way | Peterhead Grange | 0 | 0 | 0 | 0 | 0 | 0 | 0 | 0 | 0 | 0 | 0 | 0 | 0 | 0 | 0 | 0 | 0 | 0 | 0 | 0 | 0 | 0 | 0 | 0 | 0 | 0 | 0 | 0 | 0 | 0 | 0 | 0
Srg_BB001 | MW | SEPD | Leading the Way | Peterhead Grange | 0 | 0.14747 | 0.19466 | 0.21236 | 0.23005 | 0.24775 | 0.44241 | 1.0087 | 1.1444 | 1.292 | 1.4515 | 1.6232 | 1.6469 | 1.6708 | 1.6946 | 1.7185 | 1.743 | 1.7798 | 1.8168 | 1.8539 | 1.8913 | 1.9289 | 2.0034 | 2.0779 | 2.1525 | 2.2271 | 2.3018 | 2.3023 | 2.3028 | 2.3033 | 2.3038 | 2.3043
Srg_BB002 | MW | SEPD | Leading the Way | Peterhead Grange | 0 | 0 | 0.015008 | 0.030791 | 0.047654 | 0.066043 | 0.086431 | 0.21779 | 0.27141 | 0.33245 | 0.40626 | 0.48923 | 0.61131 | 0.74601 | 0.89308 | 1.0524 | 1.2224 | 1.3623 | 1.5011 | 1.6465 | 1.7974 | 1.9545 | 2.021 | 2.0837 | 2.1413 | 2.194 | 2.23 | 2.2653 | 2.296 | 2.3223 | 2.3442 | 2.3657
Data centres (MW) | MW | SEPD | Leading the Way | Port Ann | 0 | 0 | 0 | 0 | 0 | 0 | 0 | 0 | 0 | 0 | 0 | 0 | 0 | 0 | 0 | 0 | 0 | 0 | 0 | 0 | 0 | 0 | 0 | 0 | 0 | 0 | 0 | 0 | 0 | 0 | 0 | 0
Dem_BB001a | Number of homes (cumulative) | SEPD | Leading the Way | Port Ann | 0 | 19 | 82 | 162 | 260 | 346 | 415 | 458 | 490 | 518 | 547 | 576 | 597 | 609 | 616 | 623 | 626 | 627.8223 | 629.7208 | 631.5125 | 632.23 | 632.9199 | 633.3025 | 633.6169 | 633.87 | 634.0711 | 634.2359 | 634.3703 | 634.4792 | 634.5583 | 634.6109 | 634.6358
Dem_BB002b | Floorspace (m2) (cumulative) | SEPD | Leading the Way | Port Ann | 0 | 0 | 18830 | 30077 | 56144 | 84243.5 | 114375.5 | 153400 | 175378.6667 | 198324 | 210636 | 222948 | 234390 | 242992.5 | 249562.5 | 254100 | 256033.3333 | 257000 | 257000 | 257000 | 257000 | 257000 | 257000 | 257000 | 257000 | 257000 | 257000 | 257000 | 257000 | 257000 | 257000 | 257000
Domestic direct electric heating | Number | SEPD | Leading the Way | Port Ann | 3711.3141 | 3713.3582 | 3720.1669 | 3679.2959 | 3615.4856 | 3522.8534 | 3401.671 | 3292.3994 | 3184.8542 | 3081.0136 | 2975.2481 | 2901.7116 | 2883.1988 | 2874.7939 | 2855.3977 | 2836.2748 | 2817.5909 | 2799.1645 | 2780.5638 | 2762.3805 | 2745.2534 | 2728.809 | 2713.091 | 2697.6246 | 2682.306 | 2667.2932 | 2652.374 | 2637.5781 | 2622.8293 | 2608.2107 | 2593.7098 | 2579.344
Gas: Hydrogen peaking | MW | SEPD | Leading the Way | Port Ann | 0 | 0 | 0 | 0 | 0 | 0 | 0 | 0 | 0 | 0 | 0 | 0 | 0 | 0 | 0 | 0 | 0 | 0 | 0 | 0 | 0 | 0 | 0 | 0 | 0 | 0 | 0 | 0 | 0 | 0 | 0 | 0
Gen_BB001 | MW | SEPD | Leading the Way | Port Ann | 0 | 0 | 0 | 0 | 0 | 0 | 0 | 0 | 0 | 0 | 0 | 0 | 0 | 0 | 0 | 0 | 0 | 0 | 0 | 0 | 0 | 0 | 0 | 0 | 0 | 0 | 0 | 0 | 0 | 0 | 0 | 0
Gen_BB004 | MW | SEPD | Leading the Way | Port Ann | 0 | 0 | 0 | 0 | 0 | 0 | 0 | 0 | 0 | 0 | 0 | 0 | 0 | 0 | 0 | 0 | 0 | 0 | 0 | 0 | 0 | 0 | 0 | 0 | 0 | 0 | 0 | 0 | 0 | 0 | 0 | 0
Gen_BB005 | MW | SEPD | Leading the Way | Port Ann | 0 | 0 | 0 | 0 | 0 | 0 | 0 | 0 | 0 | 0 | 0 | 0 | 0 | 0 | 0 | 0 | 0 | 0 | 0 | 0 | 0 | 0 | 0 | 0 | 0 | 0 | 0 | 0 | 0 | 0 | 0 | 0
Gen_BB006 | MW | SEPD | Leading the Way | Port Ann | 0 | 0 | 0 | 0 | 0 | 0 | 0 | 0 | 0 | 0 | 0 | 0 | 0 | 0 | 0 | 0 | 0 | 0 | 0 | 0 | 0 | 0 | 0 | 0 | 0 | 0 | 0 | 0 | 0 | 0 | 0 | 0
Gen_BB008 | MW | SEPD | Leading the Way | Port Ann | 0 | 0 | 0 | 0 | 0 | 0 | 0 | 0 | 0 | 0 | 0 | 0 | 0 | 0 | 0 | 0 | 0 | 0 | 0 | 0 | 0 | 0 | 0 | 0 | 0 | 0 | 0 | 0 | 0 | 0 | 0 | 0
Gen_BB010 | MW | SEPD | Leading the Way | Port Ann | 5.6 | 5.6 | 5.6 | 5.6 | 5.6 | 5.6 | 5.6 | 5.6 | 5.6 | 5.6 | 5.6 | 5.6 | 5.6 | 5.6 | 5.6 | 5.6 | 5.6 | 5.6 | 5.6 | 5.6 | 5.6 | 5.6 | 5.6 | 5.6 | 5.6 | 5.6 | 5.6 | 5.6 | 5.6 | 5.6 | 5.6 | 5.6
Gen_BB011 | MW | SEPD | Leading the Way | Port Ann | 0 | 0 | 0 | 0 | 0 | 0 | 5.985 | 5.985 | 5.985 | 5.985 | 5.985 | 5.985 | 5.985 | 5.985 | 5.985 | 5.985 | 5.985 | 5.985 | 5.985 | 5.985 | 5.985 | 5.985 | 5.985 | 5.985 | 5.985 | 5.985 | 5.985 | 5.985 | 5.985 | 5.985 | 5.985 | 5.985
Gen_BB012 | MW | SEPD | Leading the Way | Port Ann | 0.0299 | 0.031385 | 0.033627 | 0.036424 | 0.039998 | 0.043927 | 0.048562 | 0.057432 | 0.065753 | 0.0756 | 0.085056 | 0.094164 | 0.10303 | 0.11174 | 0.12035 | 0.1289 | 0.13986 | 0.14964 | 0.15955 | 0.16944 | 0.1794 | 0.18946 | 0.1991 | 0.20817 | 0.21667 | 0.22286 | 0.22905 | 0.23466 | 0.2397 | 0.24416 | 0.24863 | 0.25313
Gen_BB013 | MW | SEPD | Leading the Way | Port Ann | 0.68585 | 0.69558 | 0.71903 | 0.75557 | 0.80965 | 0.86917 | 0.93131 | 1.0071 | 1.0768 | 1.156 | 1.2371 | 1.3192 | 1.3965 | 1.4686 | 1.5395 | 1.612 | 1.718 | 1.8148 | 1.9089 | 2.0045 | 2.1015 | 2.204 | 2.3092 | 2.4106 | 2.5072 | 2.5881 | 2.6689 | 2.7452 | 2.8172 | 2.8849 | 2.9528 | 3.0207
Gen_BB014 | MW | SEPD | Leading the Way | Port Ann | 0 | 0 | 0 | 0 | 0 | 0 | 0 | 0 | 0 | 0 | 0 | 0 | 0 | 0 | 0 | 0 | 0 | 0 | 0 | 0 | 0 | 0 | 0 | 0 | 0 | 0 | 0 | 0 | 0 | 0 | 0 | 0
Gen_BB015 | MW | SEPD | Leading the Way | Port Ann | 29.95 | 29.95 | 29.95 | 29.95 | 29.95 | 29.95 | 29.95 | 29.95 | 29.95 | 32.6814 | 38.0601 | 41.0822 | 47.7525 | 57.1213 | 62.7742 | 68.4117 | 76.489 | 80.1175 | 83.9704 | 88.0616 | 92.1405 | 96.311 | 100.4151 | 104.2567 | 107.9368 | 111.417 | 114.837 | 118.2224 | 121.5558 | 125.0193 | 128.4098 | 131.9246
Gen_BB016 | MW | SEPD | Leading the Way | Port Ann | 3.6844 | 3.6844 | 3.688 | 3.6939 | 3.7035 | 3.75 | 3.7788 | 3.8316 | 3.9285 | 4.0876 | 4.3668 | 4.6545 | 5.0047 | 5.7286 | 6.0424 | 7.6679 | 8.7941 | 9.9707 | 10.233 | 10.4909 | 10.7442 | 10.9929 | 11.2371 | 11.4767 | 11.7116 | 11.9416 | 12.1666 | 12.3939 | 12.6235 | 12.8553 | 13.0895 | 13.326
Gen_BB017 | MW | SEPD | Leading the Way | Port Ann | 0 | 0 | 0 | 0 | 0 | 0 | 0 | 0 | 0 | 0 | 0 | 10 | 10 | 10 | 10 | 10 | 40 | 40 | 40 | 40 | 40 | 40.7858 | 40.7858 | 40.7858 | 41.2542 | 41.2542 | 43.1278 | 43.1278 | 43.5961 | 44.2987 | 44.2987 | 44.2987
Gen_BB018 | MW | SEPD | Leading the Way | Port Ann | 38.8055 | 38.8055 | 38.9305 | 38.9305 | 39.1149 | 40.2451 | 40.6394 | 41.3504 | 41.9844 | 42.6945 | 43.3269 | 44.0379 | 44.6711 | 45.3828 | 46.0922 | 46.7254 | 47.4371 | 48.0221 | 48.6428 | 49.1453 | 49.6921 | 50.2078 | 50.6162 | 51.0783 | 51.517 | 51.8585 | 52.2575 | 52.641 | 53.0089 | 53.2858 | 53.6288 | 53.961
Hydrogen electrolysis | MW | SEPD | Leading the Way | Port Ann | 0 | 0 | 0 | 0 | 0 | 0 | 0 | 0 | 0 | 0 | 0 | 0 | 0 | 0 | 0 | 0 | 0 | 0 | 0 | 0 | 0 | 0 | 0 | 0 | 0 | 0 | 0 | 0 | 0 | 0 | 0 | 0
Lct_BB001 | Number | SEPD | Leading the Way | Port Ann | 32.811 | 54.4889 | 98.7128 | 200.3656 | 344.9336 | 600.9181 | 903.1688 | 1239.1791 | 1627.91 | 2092.6439 | 2821.3613 | 3694.3765 | 4600.1258 | 5554.4011 | 6524.16 | 7493.4425 | 8318.5983 | 8982.0157 | 9482.5765 | 9830.4931 | 10061.2977 | 10039.9073 | 9984.3044 | 9887.6635 | 9756.7197 | 9556.1222 | 9298.1631 | 8995.4951 | 8646.9451 | 8247.968 | 7794.3023 | 7281.2351
Lct_BB003 | Number | SEPD | Leading the Way | Port Ann | 0 | 0 | 0 | 0 | 0 | 0 | 0 | 0 | 0 | 0 | 0 | 0 | 0.18272 | 0.34465 | 0.53454 | 0.71831 | 0.89439 | 1.0471 | 1.1762 | 1.2638 | 1.33 | 1.3959 | 1.427 | 1.4752 | 1.5375 | 1.5868 | 1.6354 | 1.6354 | 1.6354 | 1.6354 | 1.6354 | 1.6354
Lct_BB005 | Number | SEPD | Leading the Way | Port Ann | 314.3933 | 392.7694 | 407.5212 | 584.109 | 1067.9504 | 1522.4398 | 1993.8777 | 2369.5345 | 2867.0457 | 3323.7603 | 3791.1134 | 4375.0942 | 4637.3918 | 4887.5733 | 5128.3847 | 5360.6181 | 5584.7038 | 5700.1415 | 5809.2838 | 5937.6473 | 6001.378 | 6066.0717 | 6101.8317 | 6138.2766 | 6203.0701 | 6270.4618 | 6339.2666 | 6359.0666 | 6378.8666 | 6398.6666 | 6418.4666 | 6438.2666
Lct_BB006 | Number | SEPD | Leading the Way | Port Ann | 0 | 0 | 0 | 0 | 0 | 0 | 0 | 0 | 0 | 0 | 0 | 0 | 0 | 0 | 0 | 0 | 0 | 0 | 0 | 0 | 0 | 0 | 0 | 0 | 0 | 0 | 0 | 0 | 0 | 0 | 0 | 0
Lct_BB007 | Number | SEPD | Leading the Way | Port Ann | 0 | 0 | 0 | 0 | 0 | 0 | 0 | 0 | 0 | 0 | 0 | 0 | 0 | 0 | 0 | 0 | 0 | 0 | 0 | 0 | 0 | 0 | 0 | 0 | 0 | 0 | 0 | 0 | 0 | 0 | 0 | 0
Lct_BB008 | Number | SEPD | Leading the Way | Port Ann | 0 | 0 | 0 | 0 | 0 | 0 | 0 | 0 | 0 | 0 | 0 | 0 | 0 | 0 | 0 | 0 | 0 | 0 | 0 | 0 | 0 | 0 | 0 | 0 | 0 | 0 | 0 | 0 | 0 | 0 | 0 | 0
Lct_BB010b | MW | SEPD | Leading the Way | Port Ann | 0.084 | 0.17421 | 0.33859 | 0.72659 | 1.3184 | 2.0459 | 2.9843 | 4.1411 | 5.5702 | 7.2288 | 10.43 | 13.6243 | 17.4045 | 22.0418 | 27.792 | 31.4805 | 33.8095 | 35.0609 | 36.2959 | 36.6378 | 36.7914 | 36.8138 | 36.8303 | 36.8411 | 36.8473 | 36.8473 | 36.8473 | 36.8473 | 36.8473 | 36.8473 | 36.8473 | 36.8473
Lct_BB011b | MW | SEPD | Leading the Way | Port Ann | 0.014 | 0.0294 | 0.05588 | 0.11434 | 0.1802 | 0.25696 | 0.38532 | 0.57147 | 0.80188 | 0.9794 | 1.1734 | 1.3946 | 1.6122 | 1.8471 | 2.0853 | 2.3071 | 2.4968 | 2.6429 | 2.7435 | 2.801 | 2.8268 | 2.8343 | 2.8357 | 2.8384 | 2.8426 | 2.8487 | 2.8569 | 2.8569 | 2.8569 | 2.8569 | 2.857 | 2.8753
Lct_BB012b | MW | SEPD | Leading the Way | Port Ann | 0.966 | 0.9713 | 0.97961 | 0.99196 | 1.0041 | 1.0139 | 1.0241 | 1.0478 | 1.0759 | 1.1096 | 1.1483 | 1.1914 | 1.2521 | 1.3172 | 1.3819 | 1.4425 | 1.4944 | 1.5359 | 1.5665 | 1.5869 | 1.5992 | 1.603 | 1.606 | 1.608 | 1.6094 | 1.61 | 1.61 | 1.61 | 1.61 | 1.61 | 1.61 | 1.61
Lct_BB013b | MW | SEPD | Leading the Way | Port Ann | 0 | 0.0108 | 0.02158 | 0.04408 | 0.06462 | 0.08644 | 0.13049 | 0.19359 | 0.26285 | 0.29777 | 0.33278 | 0.37182 | 0.4182 | 0.4653 | 0.51034 | 0.54919 | 0.57968 | 0.6001 | 0.61108 | 0.61318 | 0.61318 | 0.61318 | 0.61318 | 0.61318 | 0.61318 | 0.61318 | 0.61318 | 0.61318 | 0.61318 | 0.61318 | 0.61318 | 0.61318
Lct_BB014 | Number | SEPD | Leading the Way | Port Ann | 5.6217 | 5.6648 | 5.6671 | 5.7157 | 5.7667 | 5.7797 | 5.8296 | 5.8431 | 5.8745 | 5.9059 | 5.9373 | 5.9686 | 6 | 6.0314 | 6.0627 | 6.0941 | 6.1255 | 6.1569 | 6.1882 | 6.2196 | 6.251 | 6.2824 | 6.3137 | 6.3451 | 6.3765 | 6.4078 | 6.4392 | 6.4706 | 6.502 | 6.5333 | 6.5647 | 6.5961
Other generation | MW | SEPD | Leading the Way | Port Ann | 0 | 0 | 0 | 0 | 0 | 0 | 0 | 0 | 0 | 0 | 0 | 0 | 0 | 0 | 0 | 0 | 0 | 0 | 0 | 0 | 0 | 0 | 0 | 0 | 0 | 0 | 0 | 0 | 0 | 0 | 0 | 0
Srg_BB001 | MW | SEPD | Leading the Way | Port Ann | 0 | 0.2135 | 0.30607 | 0.3555 | 0.40703 | 0.46063 | 0.78711 | 1.9521 | 2.3756 | 2.829 | 3.316 | 3.922 | 4.7819 | 5.6674 | 6.5543 | 7.4545 | 8.4794 | 9.154 | 9.8559 | 10.569 | 11.298 | 12.0525 | 12.3515 | 12.656 | 12.958 | 13.2643 | 13.5711 | 13.6405 | 13.7084 | 13.7745 | 13.8413 | 13.9061
Srg_BB002 | MW | SEPD | Leading the Way | Port Ann | 0 | 0 | 0.013799 | 0.028114 | 0.043154 | 0.059272 | 0.076798 | 0.18593 | 0.22922 | 0.27704 | 0.3334 | 0.39538 | 0.48488 | 0.58204 | 0.68662 | 0.79847 | 0.92028 | 1.022 | 1.1245 | 1.2333 | 1.3476 | 1.4679 | 1.5194 | 1.5682 | 1.6135 | 1.6551 | 1.6836 | 1.7118 | 1.7363 | 1.7574 | 1.775 | 1.7923
Data centres (MW) | MW | SEPD | Leading the Way | Quoich | 0 | 0 | 0 | 0 | 0 | 0 | 0 | 0 | 0 | 0 | 0 | 0 | 0 | 0 | 0 | 0 | 0 | 0 | 0 | 0 | 0 | 0 | 0 | 0 | 0 | 0 | 0 | 0 | 0 | 0 | 0 | 0
Dem_BB001a | Number of homes (cumulative) | SEPD | Leading the Way | Quoich | 0 | 0 | 0 | 0 | 0 | 0 | 0 | 0 | 0 | 0 | 0 | 0 | 0 | 0 | 0 | 0 | 0 | 0.0092426 | 0.019342 | 0.028241 | 0.036305 | 0.050446 | 0.058288 | 0.064731 | 0.069919 | 0.07404 | 0.077417 | 0.080171 | 0.082404 | 0.084026 | 0.085103 | 0.085614
Dem_BB002b | Floorspace (m2) (cumulative) | SEPD | Leading the Way | Quoich | 0 | 0 | 0 | 0 | 0 | 0 | 0 | 0 | 0 | 0 | 0 | 0 | 0 | 0 | 0 | 0 | 0 | 0 | 0 | 0 | 0 | 0 | 0 | 0 | 0 | 0 | 0 | 0 | 0 | 0 | 0 | 0
Domestic direct electric heating | Number | SEPD | Leading the Way | Quoich | 18.4581 | 18.4581 | 18.4581 | 18.398 | 18.3091 | 18.1937 | 18.055 | 17.9509 | 17.851 | 17.7552 | 17.5744 | 17.4784 | 17.4831 | 17.4842 | 17.4569 | 17.4299 | 17.4033 | 17.3768 | 17.3506 | 17.3247 | 17.2991 | 17.2737 | 17.2485 | 17.2236 | 17.199 | 17.1746 | 17.1504 | 17.1265 | 17.1029 | 17.0794 | 17.0562 | 17.0332
Gas: Hydrogen peaking | MW | SEPD | Leading the Way | Quoich | 0 | 0 | 0 | 0 | 0 | 0 | 0 | 0 | 0 | 0 | 0 | 0 | 0 | 0 | 0 | 0 | 0 | 0 | 0 | 0 | 0 | 0 | 0 | 0 | 0 | 0 | 0 | 0 | 0 | 0 | 0 | 0
Gen_BB001 | MW | SEPD | Leading the Way | Quoich | 0 | 0 | 0 | 0 | 0 | 0 | 0 | 0 | 0 | 0 | 0 | 0 | 0 | 0 | 0 | 0 | 0 | 0 | 0 | 0 | 0 | 0 | 0 | 0 | 0 | 0 | 0 | 0 | 0 | 0 | 0 | 0
Gen_BB004 | MW | SEPD | Leading the Way | Quoich | 0 | 0 | 0 | 0 | 0 | 0 | 0 | 0 | 0 | 0 | 0 | 0 | 0 | 0 | 0 | 0 | 0 | 0 | 0 | 0 | 0 | 0 | 0 | 0 | 0 | 0 | 0 | 0 | 0 | 0 | 0 | 0
Gen_BB005 | MW | SEPD | Leading the Way | Quoich | 0 | 0 | 0 | 0 | 0 | 0 | 0 | 0 | 0 | 0 | 0 | 0 | 0 | 0 | 0 | 0 | 0 | 0 | 0 | 0 | 0 | 0 | 0 | 0 | 0 | 0 | 0 | 0 | 0 | 0 | 0 | 0
Gen_BB006 | MW | SEPD | Leading the Way | Quoich | 0 | 0 | 0 | 0 | 0 | 0 | 0 | 0 | 0 | 0 | 0 | 0 | 0 | 0 | 0 | 0 | 0 | 0 | 0 | 0 | 0 | 0 | 0 | 0 | 0 | 0 | 0 | 0 | 0 | 0 | 0 | 0
Gen_BB008 | MW | SEPD | Leading the Way | Quoich | 0 | 0 | 0 | 0 | 0 | 0 | 0 | 0 | 0 | 0 | 0 | 0 | 0 | 0 | 0 | 0 | 0 | 0 | 0 | 0 | 0 | 0 | 0 | 0 | 0 | 0 | 0 | 0 | 0 | 0 | 0 | 0
Gen_BB010 | MW | SEPD | Leading the Way | Quoich | 0 | 0 | 0 | 0 | 0 | 0 | 0 | 0 | 0 | 0 | 0 | 0 | 0 | 0 | 0 | 0 | 0 | 0 | 0 | 0 | 0 | 0 | 0 | 0 | 0 | 0 | 0 | 0 | 0 | 0 | 0 | 0
Gen_BB011 | MW | SEPD | Leading the Way | Quoich | 0 | 0 | 0 | 0 | 0 | 0 | 0 | 0 | 0 | 0 | 0 | 0 | 0 | 0 | 0 | 0 | 0 | 0 | 0 | 0 | 0 | 0 | 0 | 0 | 0 | 0 | 0 | 0 | 0 | 0 | 0 | 0
Gen_BB012 | MW | SEPD | Leading the Way | Quoich | 0 | 8.4982e-07 | 2.0979e-06 | 3.5976e-06 | 5.4266e-06 | 7.3288e-06 | 9.4353e-06 | 1.308e-05 | 1.6082e-05 | 1.9191e-05 | 2.1782e-05 | 2.3964e-05 | 2.5867e-05 | 2.7563e-05 | 2.9099e-05 | 3.0505e-05 | 3.9525e-05 | 4.7751e-05 | 5.6305e-05 | 6.5144e-05 | 7.4246e-05 | 8.3589e-05 | 9.262e-05 | 0.0001011 | 0.00010908 | 0.00011487 | 0.00012066 | 0.00012594 | 0.0001306 | 0.00013473 | 0.00013881 | 0.00014296
Gen_BB013 | MW | SEPD | Leading the Way | Quoich | 0.00039674 | 0.00039681 | 0.00039683 | 0.00039688 | 0.00039692 | 0.00039706 | 0.00039721 | 0.00039705 | 0.00039664 | 0.00039605 | 0.00039538 | 0.00039467 | 0.00039437 | 0.00039441 | 0.00039474 | 0.00039527 | 0.00049215 | 0.00057641 | 0.00066097 | 0.00074594 | 0.00083124 | 0.00091675 | 0.00099756 | 0.0010717 | 0.0011401 | 0.0011885 | 0.0012362 | 0.0012792 | 0.0013163 | 0.0013486 | 0.0013801 | 0.0014119
Gen_BB014 | MW | SEPD | Leading the Way | Quoich | 0 | 0 | 0 | 0 | 0 | 0 | 0 | 0 | 0 | 0 | 0 | 0 | 0 | 0 | 0 | 0 | 0 | 0 | 0 | 0 | 0 | 0 | 0 | 0 | 0 | 0 | 0 | 0 | 0 | 0 | 0 | 0
Gen_BB015 | MW | SEPD | Leading the Way | Quoich | 0 | 0 | 0 | 0 | 0 | 0 | 0 | 0 | 0 | 0.041655 | 0.08708 | 0.13317 | 0.19981 | 0.24539 | 0.295 | 0.3459 | 0.39801 | 0.45335 | 0.51211 | 0.5745 | 0.6367 | 0.7003 | 0.76289 | 0.82147 | 0.87759 | 0.93067 | 0.98282 | 1.0345 | 1.0853 | 1.1381 | 1.1898 | 1.2434
Gen_BB016 | MW | SEPD | Leading the Way | Quoich | 0.006731 | 0.006731 | 0.0067864 | 0.0068759 | 0.0070233 | 0.0077323 | 0.0081712 | 0.0089768 | 0.010455 | 0.01288 | 0.017138 | 0.021526 | 0.026866 | 0.031654 | 0.036438 | 0.043187 | 0.048162 | 0.053142 | 0.057142 | 0.061075 | 0.064938 | 0.068731 | 0.072455 | 0.076109 | 0.07969 | 0.083198 | 0.08663 | 0.090096 | 0.093597 | 0.097133 | 0.1007 | 0.10431
Gen_BB017 | MW | SEPD | Leading the Way | Quoich | 0 | 0 | 0 | 0 | 0 | 0 | 0 | 0 | 0 | 0 | 0 | 0 | 0 | 0 | 0 | 0 | 0 | 0 | 0 | 0 | 0 | 0 | 0 | 0 | 0 | 0 | 0 | 0 | 0 | 0 | 0 | 0
Gen_BB018 | MW | SEPD | Leading the Way | Quoich | 0 | 0.7 | 1.2 | 1.2 | 1.2 | 1.2 | 1.2 | 1.2 | 1.2 | 1.2 | 1.2 | 1.2 | 1.2 | 1.2 | 1.2 | 1.2 | 1.2 | 1.2 | 1.2 | 1.2 | 1.2 | 1.2 | 1.2 | 1.2 | 1.2 | 1.2 | 1.2 | 1.2 | 1.2 | 1.2 | 1.2 | 1.2
Hydrogen electrolysis | MW | SEPD | Leading the Way | Quoich | 0 | 0 | 0 | 0 | 0 | 0 | 0 | 0 | 0 | 0 | 0 | 0 | 0 | 0 | 0 | 0 | 0 | 0 | 0 | 0 | 0 | 0 | 0 | 0 | 0 | 0 | 0 | 0 | 0 | 0 | 0 | 0
Lct_BB001 | Number | SEPD | Leading the Way | Quoich | 0.185 | 0.3018 | 0.5495 | 1.0969 | 1.8745 | 2.9575 | 4.3255 | 5.9282 | 7.8546 | 10.2773 | 15.0933 | 20.1249 | 25.197 | 30.3487 | 35.5204 | 40.6838 | 44.7261 | 47.8032 | 49.9496 | 51.2531 | 51.9041 | 51.2321 | 50.3989 | 49.3653 | 48.1936 | 46.6998 | 44.9819 | 43.0706 | 40.9455 | 38.6112 | 36.0304 | 33.2431
Lct_BB003 | Number | SEPD | Leading the Way | Quoich | 0 | 0 | 0 | 0 | 0 | 0 | 0 | 0 | 0 | 0 | 0 | 0 | 0 | 0 | 0 | 0 | 0 | 0 | 0 | 0 | 0 | 0 | 0 | 0 | 0 | 0 | 0 | 0 | 0 | 0 | 0 | 0
Lct_BB005 | Number | SEPD | Leading the Way | Quoich | 4.4211 | 4.5851 | 4.6114 | 4.9918 | 6.1391 | 7.236 | 8.518 | 9.599 | 11.2631 | 12.9192 | 14.7279 | 18.1254 | 19.6387 | 21.1038 | 22.5355 | 23.9254 | 25.2754 | 25.9487 | 26.5949 | 27.3691 | 27.7122 | 28.0415 | 28.1616 | 28.2823 | 28.5919 | 28.9144 | 29.2472 | 29.2472 | 29.2472 | 29.2472 | 29.2472 | 29.2472
Lct_BB006 | Number | SEPD | Leading the Way | Quoich | 0 | 0 | 0 | 0 | 0 | 0 | 0 | 0 | 0 | 0 | 0 | 0 | 0 | 0 | 0 | 0 | 0 | 0 | 0 | 0 | 0 | 0 | 0 | 0 | 0 | 0 | 0 | 0 | 0 | 0 | 0 | 0
Lct_BB007 | Number | SEPD | Leading the Way | Quoich | 0 | 0 | 0 | 0 | 0 | 0 | 0 | 0 | 0 | 0 | 0 | 0 | 0 | 0 | 0 | 0 | 0 | 0 | 0 | 0 | 0 | 0 | 0 | 0 | 0 | 0 | 0 | 0 | 0 | 0 | 0 | 0
Lct_BB008 | Number | SEPD | Leading the Way | Quoich | 0 | 0 | 0 | 0 | 0 | 0 | 0 | 0 | 0 | 0 | 0 | 0 | 0 | 0 | 0 | 0 | 0 | 0 | 0 | 0 | 0 | 0 | 0 | 0 | 0 | 0 | 0 | 0 | 0 | 0 | 0 | 0
Lct_BB010b | MW | SEPD | Leading the Way | Quoich | 0 | 0 | 0 | 0.0014 | 0.0042 | 0.007 | 0.0168 | 0.0196 | 0.0364 | 0.0504 | 0.0686 | 0.091 | 0.1106 | 0.1414 | 0.2226 | 0.2324 | 0.2324 | 0.2324 | 0.2324 | 0.2324 | 0.2324 | 0.2324 | 0.2324 | 0.2324 | 0.2324 | 0.2324 | 0.2324 | 0.2324 | 0.2324 | 0.2324 | 0.2324 | 0.2324
Lct_BB011b | MW | SEPD | Leading the Way | Quoich | 0 | 0 | 0.0003 | 0.00067 | 0.00113 | 0.00165 | 0.00231 | 0.00297 | 0.00379 | 0.00475 | 0.00587 | 0.00712 | 0.00883 | 0.01068 | 0.01248 | 0.01417 | 0.01558 | 0.01663 | 0.01736 | 0.01775 | 0.01791 | 0.01791 | 0.01791 | 0.01791 | 0.01791 | 0.01791 | 0.01791 | 0.01791 | 0.01791 | 0.01791 | 0.01791 | 0.01791
Lct_BB012b | MW | SEPD | Leading the Way | Quoich | 0 | 0.0001 | 0.00027 | 0.0005 | 0.00068 | 0.00077 | 0.0008 | 0.00126 | 0.00181 | 0.00248 | 0.00324 | 0.00407 | 0.00522 | 0.00642 | 0.00757 | 0.00858 | 0.0094 | 0.00999 | 0.01036 | 0.01053 | 0.01055 | 0.01055 | 0.01055 | 0.01055 | 0.01055 | 0.01055 | 0.01055 | 0.01055 | 0.01055 | 0.01055 | 0.01055 | 0.01055
Lct_BB013b | MW | SEPD | Leading the Way | Quoich | 0 | 0.001 | 0.00194 | 0.00396 | 0.00581 | 0.00777 | 0.01173 | 0.01741 | 0.02364 | 0.02678 | 0.02993 | 0.03344 | 0.03762 | 0.04186 | 0.04591 | 0.04941 | 0.05215 | 0.05399 | 0.05498 | 0.05517 | 0.05517 | 0.05517 | 0.05517 | 0.05517 | 0.05517 | 0.05517 | 0.05517 | 0.05517 | 0.05517 | 0.05517 | 0.05517 | 0.05517
Lct_BB014 | Number | SEPD | Leading the Way | Quoich | 0 | 0 | 0 | 0 | 0 | 0 | 0 | 0 | 0 | 0 | 0 | 0 | 0 | 0 | 0 | 0 | 0 | 0 | 0 | 0 | 0 | 0 | 0 | 0 | 0 | 0 | 0 | 0 | 0 | 0 | 0 | 0
Other generation | MW | SEPD | Leading the Way | Quoich | 0 | 0 | 0 | 0 | 0 | 0 | 0 | 0 | 0 | 0 | 0 | 0 | 0 | 0 | 0 | 0 | 0 | 0 | 0 | 0 | 0 | 0 | 0 | 0 | 0 | 0 | 0 | 0 | 0 | 0 | 0 | 0
Srg_BB001 | MW | SEPD | Leading the Way | Quoich | 0 | 0 | 0 | 0 | 0 | 0 | 0 | 0.13179 | 0.26358 | 0.39551 | 0.52758 | 0.66009 | 1.4905 | 2.321 | 3.1515 | 3.9822 | 4.8134 | 5.1747 | 5.5362 | 5.8979 | 6.2598 | 6.6221 | 6.702 | 6.7821 | 6.8621 | 6.9423 | 7.0224 | 7.023 | 7.0235 | 7.0241 | 7.0246 | 7.0252
Srg_BB002 | MW | SEPD | Leading the Way | Quoich | 0 | 0 | 7.7666e-06 | 1.5661e-05 | 2.3744e-05 | 3.2165e-05 | 4.1026e-05 | 9.2873e-05 | 0.00011229 | 0.00013237 | 0.00015463 | 0.00017774 | 0.0002094 | 0.00024212 | 0.00027577 | 0.00031023 | 0.00035401 | 0.00039459 | 0.00043911 | 0.00048989 | 0.00054663 | 0.00060967 | 0.00063784 | 0.00066555 | 0.00069199 | 0.00071678 | 0.00073405 | 0.00075134 | 0.00076665 | 0.0007799 | 0.00079106 | 0.00080216
Data centres (MW) | MW | SEPD | Leading the Way | Rannoch | 0 | 0 | 0 | 0 | 0 | 0 | 0 | 0 | 0 | 0 | 0 | 0 | 0 | 0 | 0 | 0 | 0 | 0 | 0 | 0 | 0 | 0 | 0 | 0 | 0 | 0 | 0 | 0 | 0 | 0 | 0 | 0
Dem_BB001a | Number of homes (cumulative) | SEPD | Leading the Way | Rannoch | 0 | 0 | 0 | 0 | 0 | 0 | 0 | 0 | 0 | 0 | 0 | 0 | 0 | 0 | 0 | 0 | 0 | 0.1187 | 0.2484 | 0.36268 | 0.46625 | 0.63408 | 0.72715 | 0.80362 | 0.86518 | 0.91409 | 0.95417 | 0.98686 | 1.0134 | 1.0326 | 1.0454 | 1.0515
Dem_BB002b | Floorspace (m2) (cumulative) | SEPD | Leading the Way | Rannoch | 0 | 0 | 0 | 0 | 0 | 0 | 0 | 0 | 0 | 0 | 0 | 0 | 0 | 0 | 0 | 0 | 0 | 0 | 0 | 0 | 0 | 0 | 0 | 0 | 0 | 0 | 0 | 0 | 0 | 0 | 0 | 0
Domestic direct electric heating | Number | SEPD | Leading the Way | Rannoch | 136.5901 | 136.5899 | 136.59 | 134.8523 | 132.2803 | 128.9428 | 124.9293 | 121.9205 | 119.031 | 116.2575 | 113.4316 | 111.4756 | 111.5714 | 111.5941 | 111.0394 | 110.4895 | 109.9461 | 109.4075 | 108.8744 | 108.3466 | 107.8242 | 107.3071 | 106.8901 | 106.4768 | 106.0665 | 105.6584 | 105.253 | 104.8512 | 104.4513 | 104.0542 | 103.66 | 103.2688
Gas: Hydrogen peaking | MW | SEPD | Leading the Way | Rannoch | 0 | 0 | 0 | 0 | 0 | 0 | 0 | 0 | 0 | 0 | 0 | 0 | 0 | 0 | 0 | 0 | 0 | 0 | 0 | 0 | 0 | 0 | 0 | 0 | 0 | 0 | 0 | 0 | 0 | 0 | 0 | 0
Gen_BB001 | MW | SEPD | Leading the Way | Rannoch | 0 | 0 | 0 | 0 | 0 | 0 | 0 | 0 | 0 | 0 | 0 | 0 | 0 | 0 | 0 | 0 | 0 | 0 | 0 | 0 | 0 | 0 | 0 | 0 | 0 | 0 | 0 | 0 | 0 | 0 | 0 | 0
Gen_BB004 | MW | SEPD | Leading the Way | Rannoch | 0 | 0 | 0 | 0 | 0 | 0 | 0 | 0 | 0 | 0 | 0 | 0 | 0 | 0 | 0 | 0 | 0 | 0 | 0 | 0 | 0 | 0 | 0 | 0 | 0 | 0 | 0 | 0 | 0 | 0 | 0 | 0
Gen_BB005 | MW | SEPD | Leading the Way | Rannoch | 0 | 0 | 0 | 0 | 0 | 0 | 0 | 0 | 0 | 0 | 0 | 0 | 0 | 0 | 0 | 0 | 0 | 0 | 0 | 0 | 0 | 0 | 0 | 0 | 0 | 0 | 0 | 0 | 0 | 0 | 0 | 0
Gen_BB006 | MW | SEPD | Leading the Way | Rannoch | 0 | 0 | 0 | 0 | 0 | 0 | 0 | 0 | 0 | 0 | 0 | 0 | 0 | 0 | 0 | 0 | 0 | 0 | 0 | 0 | 0 | 0 | 0 | 0 | 0 | 0 | 0 | 0 | 0 | 0 | 0 | 0
Gen_BB008 | MW | SEPD | Leading the Way | Rannoch | 0 | 0 | 0 | 0 | 0 | 0 | 0 | 0 | 0 | 0 | 0 | 0 | 0 | 0 | 0 | 0 | 0 | 0 | 0 | 0 | 0 | 0 | 0 | 0 | 0 | 0 | 0 | 0 | 0 | 0 | 0 | 0
Gen_BB010 | MW | SEPD | Leading the Way | Rannoch | 0 | 0 | 0 | 0 | 0 | 0 | 0 | 0 | 0 | 0 | 0 | 0 | 0 | 0 | 0 | 0 | 0 | 0 | 0 | 0 | 0 | 0 | 0 | 0 | 0 | 0 | 0 | 0 | 0 | 0 | 0 | 0
Gen_BB011 | MW | SEPD | Leading the Way | Rannoch | 0 | 0 | 0 | 0 | 0 | 0 | 0 | 0 | 0 | 0 | 0 | 0 | 0 | 0 | 0 | 0 | 0 | 0 | 0 | 0 | 0 | 0 | 0 | 0 | 0 | 0 | 0 | 0 | 0 | 0 | 0 | 0
Gen_BB012 | MW | SEPD | Leading the Way | Rannoch | 0 | 0.00011699 | 0.00029212 | 0.00050813 | 0.00078065 | 0.0010757 | 0.0014179 | 0.0020568 | 0.0026388 | 0.003309 | 0.0039363 | 0.0045274 | 0.0050933 | 0.0056418 | 0.0061783 | 0.0067063 | 0.0070507 | 0.007341 | 0.0076189 | 0.0078833 | 0.0081371 | 0.0083817 | 0.0086082 | 0.0088177 | 0.0090116 | 0.0091577 | 0.0093033 | 0.0094371 | 0.0095605 | 0.0096731 | 0.0097865 | 0.0099003
Gen_BB013 | MW | SEPD | Leading the Way | Rannoch | 0.054199 | 0.054627 | 0.055257 | 0.056056 | 0.057099 | 0.058276 | 0.05969 | 0.062437 | 0.06508 | 0.068288 | 0.071449 | 0.074564 | 0.077651 | 0.080731 | 0.083812 | 0.086898 | 0.087794 | 0.088615 | 0.089438 | 0.090269 | 0.091101 | 0.091925 | 0.093779 | 0.095603 | 0.097395 | 0.099036 | 0.10069 | 0.10231 | 0.10391 | 0.10548 | 0.10706 | 0.10865
Gen_BB014 | MW | SEPD | Leading the Way | Rannoch | 0 | 0 | 0 | 0 | 0 | 0 | 0 | 0 | 0 | 0 | 0 | 0 | 0 | 0 | 0 | 0 | 0 | 0 | 0 | 0 | 0 | 0 | 0 | 0 | 0 | 0 | 0 | 0 | 0 | 0 | 0 | 0
Gen_BB015 | MW | SEPD | Leading the Way | Rannoch | 0 | 0 | 0 | 0 | 0 | 0 | 0 | 0 | 0 | 0.069727 | 0.14577 | 0.22291 | 0.33448 | 0.41078 | 0.49382 | 0.57902 | 0.66625 | 0.75888 | 0.85724 | 0.96168 | 1.0658 | 1.1723 | 1.277 | 1.3751 | 1.469 | 1.5579 | 1.6452 | 1.7316 | 1.8167 | 1.9051 | 1.9917 | 2.0814
Gen_BB016 | MW | SEPD | Leading the Way | Rannoch | 0.011267 | 0.011267 | 0.01136 | 0.01151 | 0.011757 | 0.012944 | 0.013678 | 0.015027 | 0.0175 | 0.02156 | 0.028688 | 0.036033 | 0.044973 | 0.052987 | 0.060996 | 0.072293 | 0.08062 | 0.088957 | 0.095653 | 0.10224 | 0.1087 | 0.11505 | 0.12129 | 0.1274 | 0.1334 | 0.13927 | 0.14501 | 0.15082 | 0.15668 | 0.1626 | 0.16857 | 0.17461
Gen_BB017 | MW | SEPD | Leading the Way | Rannoch | 0 | 0 | 0 | 0 | 0 | 0 | 0 | 0 | 0 | 0 | 0 | 0 | 0 | 0 | 0 | 0 | 0 | 0 | 0 | 0 | 0 | 0 | 0 | 0 | 0 | 0 | 0 | 0 | 0 | 0 | 0 | 0
Gen_BB018 | MW | SEPD | Leading the Way | Rannoch | 9.85 | 10.84 | 18.03 | 18.03 | 18.0361 | 18.0734 | 18.0864 | 18.1099 | 18.1308 | 18.1542 | 18.1751 | 18.1985 | 18.2194 | 18.2429 | 18.2663 | 18.2872 | 18.3107 | 18.33 | 18.3505 | 18.3671 | 18.3851 | 18.4021 | 18.4156 | 18.4309 | 18.4453 | 18.4566 | 18.4698 | 18.4824 | 18.4946 | 18.5037 | 18.515 | 18.526
Hydrogen electrolysis | MW | SEPD | Leading the Way | Rannoch | 0 | 0 | 0 | 0 | 0 | 0 | 0 | 0 | 0 | 0 | 0 | 0 | 0 | 0 | 0 | 0 | 0 | 0 | 0 | 0 | 0 | 0 | 0 | 0 | 0 | 0 | 0 | 0 | 0 | 0 | 0 | 0
Lct_BB001 | Number | SEPD | Leading the Way | Rannoch | 1.6631 | 2.7695 | 5.8485 | 11.8888 | 20.3246 | 33.6427 | 50.2563 | 69.7214 | 93.4494 | 122.586 | 174.6216 | 233.3516 | 295.3262 | 361.5139 | 431.2749 | 504.1805 | 569.614 | 628.3939 | 679.7126 | 723.0434 | 759.2339 | 780.2138 | 797.0139 | 809.0178 | 816.7008 | 816.2092 | 803.0367 | 787.1789 | 768.5298 | 746.9328 | 722.214 | 694.3197
Lct_BB003 | Number | SEPD | Leading the Way | Rannoch | 0 | 0 | 0 | 0 | 0 | 0 | 0 | 0 | 0 | 0 | 2.0059 | 3.9637 | 6.0031 | 8.0215 | 10.2414 | 12.5189 | 14.7111 | 16.6429 | 18.2285 | 19.4305 | 20.3098 | 20.9655 | 21.4303 | 21.8044 | 22.119 | 22.4767 | 22.8659 | 22.6399 | 22.5237 | 22.512 | 22.5952 | 22.759
Lct_BB005 | Number | SEPD | Leading the Way | Rannoch | 5.6661 | 7.6252 | 7.9238 | 12.2475 | 24.2375 | 34.5201 | 46.3593 | 56.821 | 72.8261 | 89.3213 | 107.6832 | 141.2965 | 156.1342 | 170.513 | 184.4204 | 197.9314 | 210.9901 | 217.5088 | 223.8186 | 231.3516 | 234.7982 | 238.1393 | 239.9128 | 241.692 | 245.281 | 248.9504 | 252.7238 | 253.3238 | 253.9238 | 254.5238 | 255.1238 | 255.7238
Lct_BB006 | Number | SEPD | Leading the Way | Rannoch | 0 | 0 | 0 | 0 | 0 | 0 | 0 | 0 | 0 | 0 | 0 | 0 | 0 | 0 | 0 | 0 | 0 | 0 | 0 | 0 | 0 | 0 | 0 | 0 | 0 | 0 | 0 | 0 | 0 | 0 | 0 | 0
Lct_BB007 | Number | SEPD | Leading the Way | Rannoch | 0 | 0 | 0 | 0 | 0 | 0 | 0 | 0 | 0 | 0 | 0 | 0 | 0 | 0 | 0 | 0 | 0 | 0 | 0 | 0 | 0 | 0 | 0 | 0 | 0 | 0 | 0 | 0 | 0 | 0 | 0 | 0
Lct_BB008 | Number | SEPD | Leading the Way | Rannoch | 0 | 0 | 0 | 0 | 0 | 0 | 0 | 0 | 0 | 0 | 0 | 0 | 0 | 0 | 0 | 0 | 0 | 0 | 0 | 0 | 0 | 0 | 0 | 0 | 0 | 0 | 0 | 0 | 0 | 0 | 0 | 0
Lct_BB010b | MW | SEPD | Leading the Way | Rannoch | 0.007 | 0.007 | 0.0224 | 0.028 | 0.063 | 0.1022 | 0.1526 | 0.2408 | 0.3038 | 0.392 | 0.5824 | 0.7868 | 1.0276 | 1.204 | 1.7556 | 1.8774 | 2.1784 | 2.2316 | 2.2344 | 2.2344 | 2.2344 | 2.2344 | 2.2344 | 2.2344 | 2.2344 | 2.2344 | 2.2344 | 2.2344 | 2.2344 | 2.2344 | 2.2344 | 2.2344
Lct_BB011b | MW | SEPD | Leading the Way | Rannoch | 0 | 0.0006 | 0.00378 | 0.00881 | 0.01459 | 0.02139 | 0.03189 | 0.04667 | 0.06463 | 0.07959 | 0.09601 | 0.11476 | 0.13444 | 0.15563 | 0.17701 | 0.19683 | 0.21367 | 0.22665 | 0.23548 | 0.2406 | 0.24276 | 0.24327 | 0.24336 | 0.24355 | 0.24385 | 0.24427 | 0.24484 | 0.24484 | 0.24484 | 0.24484 | 0.24484 | 0.2461
Lct_BB012b | MW | SEPD | Leading the Way | Rannoch | 0.549 | 0.5514 | 0.55429 | 0.55895 | 0.56351 | 0.56723 | 0.5709 | 0.57869 | 0.58807 | 0.59985 | 0.61365 | 0.62945 | 0.6521 | 0.67701 | 0.70252 | 0.72729 | 0.74972 | 0.7688 | 0.78408 | 0.7957 | 0.80437 | 0.80802 | 0.81083 | 0.81281 | 0.81407 | 0.81466 | 0.81466 | 0.81466 | 0.81466 | 0.81466 | 0.81466 | 0.81466
Lct_BB013b | MW | SEPD | Leading the Way | Rannoch | 0 | 0.0008 | 0.00162 | 0.0033 | 0.00484 | 0.00647 | 0.00977 | 0.0145 | 0.01969 | 0.02231 | 0.02493 | 0.02785 | 0.03132 | 0.03485 | 0.03822 | 0.04113 | 0.04341 | 0.04494 | 0.04576 | 0.04592 | 0.04592 | 0.04592 | 0.04592 | 0.04592 | 0.04592 | 0.04592 | 0.04592 | 0.04592 | 0.04592 | 0.04592 | 0.04592 | 0.04592
Lct_BB014 | Number | SEPD | Leading the Way | Rannoch | 0.24188 | 0.24374 | 0.24383 | 0.24593 | 0.24812 | 0.24868 | 0.25083 | 0.25141 | 0.25276 | 0.25411 | 0.25546 | 0.25681 | 0.25816 | 0.25951 | 0.26086 | 0.26221 | 0.26356 | 0.26491 | 0.26626 | 0.26761 | 0.26896 | 0.27031 | 0.27166 | 0.27301 | 0.27436 | 0.27571 | 0.27706 | 0.27841 | 0.27976 | 0.28111 | 0.28246 | 0.28381
Other generation | MW | SEPD | Leading the Way | Rannoch | 0 | 0 | 0 | 0 | 0 | 0 | 0 | 0 | 0 | 0 | 0 | 0 | 0 | 0 | 0 | 0 | 0 | 0 | 0 | 0 | 0 | 0 | 0 | 0 | 0 | 0 | 0 | 0 | 0 | 0 | 0 | 0
Srg_BB001 | MW | SEPD | Leading the Way | Rannoch | 0 | 0 | 0 | 0 | 0 | 0 | 0 | 0 | 0 | 0.0002371 | 0.00072089 | 0.0019291 | 0.0021637 | 0.0025783 | 0.0030403 | 0.0036412 | 0.0052785 | 0.0077604 | 0.010685 | 0.01392 | 0.017516 | 0.021592 | 0.022973 | 0.024474 | 0.025989 | 0.0276 | 0.029255 | 0.030195 | 0.031133 | 0.032065 | 0.033024 | 0.033969
Srg_BB002 | MW | SEPD | Leading the Way | Rannoch | 0 | 0 | 0.0010815 | 0.0021965 | 0.0033592 | 0.0045952 | 0.0059268 | 0.01408 | 0.017266 | 0.020728 | 0.024751 | 0.029117 | 0.035351 | 0.042048 | 0.049192 | 0.056769 | 0.064579 | 0.070817 | 0.076842 | 0.082987 | 0.089205 | 0.095526 | 0.098144 | 0.10056 | 0.10275 | 0.10472 | 0.10605 | 0.10735 | 0.10847 | 0.10942 | 0.11021 | 0.11098
Data centres (MW) | MW | SEPD | Leading the Way | Redmoss | 0 | 0 | 0 | 0 | 0 | 0 | 0 | 0 | 0 | 0 | 0 | 0 | 0 | 0 | 0 | 0 | 0 | 0 | 0 | 0 | 0 | 0 | 0 | 0 | 0 | 0 | 0 | 0 | 0 | 0 | 0 | 0
Dem_BB001a | Number of homes (cumulative) | SEPD | Leading the Way | Redmoss | 0 | 117.126 | 417.4562 | 642.4697 | 901.5059 | 1113.5052 | 1321.8688 | 1517.3211 | 1712.7237 | 1919.2076 | 2138.593 | 2369.2096 | 2593.2096 | 2805.2096 | 2967.2096 | 3110.2096 | 3244.2096 | 3372.5476 | 3505.0096 | 3628.2979 | 3744.4654 | 3851.4673 | 3911.0229 | 3957.4794 | 3992.8469 | 4021.1389 | 4045.3782 | 4065.5734 | 4081.7315 | 4093.8465 | 4101.9228 | 4105.959
Dem_BB002b | Floorspace (m2) (cumulative) | SEPD | Leading the Way | Redmoss | 0 | 9919.98 | 10146.724 | 10372.838 | 10599.402 | 10826.416 | 11053.88 | 19655.95 | 28974.6867 | 47610.09 | 59078.8267 | 78464.23 | 89970.29 | 95426 | 100881.63 | 106337.18 | 118276.4333 | 122894.95 | 126080.1333 | 128548.65 | 129700.5 | 130301.98 | 130903.09 | 131503.83 | 132104.2 | 132104.2 | 132104.2 | 132104.2 | 132104.2 | 132104.2 | 132104.2 | 132104.2
Domestic direct electric heating | Number | SEPD | Leading the Way | Redmoss | 1196.0866 | 1208.8345 | 1241.3437 | 1285.3208 | 1322.0559 | 1333.6305 | 1330.177 | 1285.1582 | 1239.3033 | 1195.5495 | 1151.078 | 1123.4485 | 1052.5212 | 1029.4183 | 1034.3494 | 1037.2231 | 1039.6231 | 1041.4102 | 1042.892 | 1043.778 | 1044.3689 | 1044.211 | 1040.6811 | 1035.9833 | 1030.4962 | 1024.8385 | 1019.0679 | 1013.0117 | 1006.8347 | 1000.497 | 993.854 | 986.9902
Gas: Hydrogen peaking | MW | SEPD | Leading the Way | Redmoss | 0 | 0 | 0 | 0 | 0 | 0 | 0 | 0 | 0 | 0 | 0 | 0 | 0 | 0 | 0 | 0 | 0 | 0 | 0 | 0 | 0 | 0 | 0 | 0 | 0 | 0 | 0 | 0 | 0 | 0 | 0 | 0
Gen_BB001 | MW | SEPD | Leading the Way | Redmoss | 0 | 0 | 0 | 0 | 0 | 0 | 0 | 0 | 0 | 0 | 0 | 0 | 0 | 0 | 0 | 0 | 0 | 0 | 0 | 0 | 0 | 0 | 0 | 0 | 0 | 0 | 0 | 0 | 0 | 0 | 0 | 0
Gen_BB004 | MW | SEPD | Leading the Way | Redmoss | 0 | 0 | 0 | 0 | 0 | 0 | 0 | 0 | 0 | 0 | 0 | 0 | 0 | 0 | 0 | 0 | 0 | 0 | 0 | 0 | 0 | 0 | 0 | 0 | 0 | 0 | 0 | 0 | 0 | 0 | 0 | 0
Gen_BB005 | MW | SEPD | Leading the Way | Redmoss | 0 | 0 | 0 | 0 | 0 | 0 | 0 | 0 | 0 | 0 | 0 | 0 | 0 | 0 | 0 | 0 | 0 | 0 | 0 | 0 | 0 | 0 | 0 | 0 | 0 | 0 | 0 | 0 | 0 | 0 | 0 | 0
Gen_BB006 | MW | SEPD | Leading the Way | Redmoss | 0 | 0 | 0 | 0 | 0 | 0 | 0 | 0 | 0 | 0 | 0 | 0 | 0 | 0 | 0 | 0 | 0 | 0 | 0 | 0 | 0 | 0 | 0 | 0 | 0 | 0 | 0 | 0 | 0 | 0 | 0 | 0
Gen_BB008 | MW | SEPD | Leading the Way | Redmoss | 0 | 0 | 0 | 0 | 0 | 0 | 0 | 0 | 0 | 0 | 0 | 0 | 0 | 0 | 0 | 0 | 0 | 0 | 0 | 0 | 0 | 0 | 0 | 0 | 0 | 0 | 0 | 0 | 0 | 0 | 0 | 0
Gen_BB010 | MW | SEPD | Leading the Way | Redmoss | 0 | 0 | 0 | 0 | 0 | 0 | 0 | 0 | 0 | 0 | 0 | 0 | 0 | 0 | 0 | 0 | 0 | 0 | 0 | 0 | 0 | 0 | 0 | 0 | 0 | 0 | 0 | 0 | 0 | 0 | 0 | 0
Gen_BB011 | MW | SEPD | Leading the Way | Redmoss | 0 | 0 | 0 | 0 | 0 | 0 | 0 | 0 | 0 | 0 | 0 | 0 | 0 | 0 | 0 | 0 | 0 | 0 | 0 | 0 | 0 | 0 | 0 | 0 | 0 | 0 | 0 | 0 | 0 | 0 | 0 | 0
Gen_BB012 | MW | SEPD | Leading the Way | Redmoss | 0.33914 | 0.34131 | 0.34488 | 0.34983 | 0.3569 | 0.36562 | 0.37709 | 0.40236 | 0.42965 | 0.46578 | 0.50386 | 0.54326 | 0.5835 | 0.62452 | 0.66628 | 0.70881 | 0.74005 | 0.7675 | 0.79492 | 0.82196 | 0.84892 | 0.87584 | 0.90145 | 0.92546 | 0.9479 | 0.96435 | 0.98081 | 0.99578 | 1.0093 | 1.0213 | 1.0334 | 1.0456
Gen_BB013 | MW | SEPD | Leading the Way | Redmoss | 0.96404 | 1.0252 | 1.1556 | 1.3101 | 1.5236 | 1.753 | 2.0257 | 2.4639 | 2.9066 | 3.4385 | 3.9901 | 4.5621 | 5.1375 | 5.7099 | 6.2459 | 6.77 | 7.1479 | 7.4995 | 7.8533 | 8.1996 | 8.5426 | 8.8775 | 9.1662 | 9.4313 | 9.6765 | 9.8736 | 10.0664 | 10.2453 | 10.4103 | 10.5623 | 10.7105 | 10.8548
Gen_BB014 | MW | SEPD | Leading the Way | Redmoss | 2 | 49.6 | 49.6 | 49.6 | 49.6 | 49.6 | 49.6 | 49.6 | 49.6 | 49.6 | 49.6 | 49.6 | 49.6 | 49.6 | 49.6 | 49.6 | 49.6 | 49.6 | 49.6 | 49.6 | 49.6 | 49.6 | 49.6 | 49.6 | 49.6 | 49.6 | 49.6 | 49.6 | 49.6 | 49.6 | 49.6 | 49.6
Gen_BB015 | MW | SEPD | Leading the Way | Redmoss | 12.399 | 12.399 | 12.399 | 12.399 | 12.399 | 12.399 | 12.399 | 12.399 | 12.399 | 12.4505 | 12.5067 | 12.5637 | 12.6462 | 12.7025 | 16.7635 | 16.8264 | 16.8909 | 19.3593 | 19.432 | 19.5092 | 19.5861 | 19.6648 | 19.7422 | 19.8147 | 19.8841 | 19.9497 | 20.0143 | 20.0781 | 20.141 | 20.2063 | 20.2703 | 20.3366
Gen_BB016 | MW | SEPD | Leading the Way | Redmoss | 0.90833 | 0.90833 | 0.90839 | 0.9085 | 0.90869 | 0.90956 | 0.91011 | 0.9111 | 0.91293 | 0.91593 | 0.9212 | 0.92663 | 0.93323 | 0.93915 | 0.94507 | 0.95342 | 0.95957 | 0.96573 | 1.8707 | 1.8755 | 1.8803 | 1.885 | 1.8896 | 1.8941 | 1.8986 | 1.9029 | 1.9072 | 1.9114 | 1.9158 | 1.9201 | 1.9246 | 1.929
Gen_BB017 | MW | SEPD | Leading the Way | Redmoss | 0 | 0 | 0 | 0 | 0 | 0 | 0 | 0 | 0 | 0 | 0 | 0 | 0 | 0 | 0 | 0 | 0 | 0 | 0 | 0 | 0 | 0 | 0 | 0 | 0 | 0 | 0 | 0 | 0 | 0 | 0 | 0
Gen_BB018 | MW | SEPD | Leading the Way | Redmoss | 0 | 0 | 0 | 0 | 0 | 0 | 0 | 0 | 0 | 0 | 0 | 0 | 0 | 0 | 0 | 0 | 0 | 0 | 0 | 0 | 0 | 0 | 0 | 0 | 0 | 0 | 0 | 0 | 0 | 0 | 0 | 0
Hydrogen electrolysis | MW | SEPD | Leading the Way | Redmoss | 0.5 | 0.5 | 0.5 | 0.5 | 0.5 | 0.5 | 0.5 | 0.5 | 0.5 | 0.5 | 0.5 | 0.5 | 0.5 | 0.5 | 0.5 | 0.5 | 0.5 | 0.5 | 0.5 | 0.5 | 0.5 | 0.5 | 0.5 | 0.5 | 0.5 | 0.5 | 0.5 | 0.5 | 0.5 | 0.5 | 0.5 | 0.5
Lct_BB001 | Number | SEPD | Leading the Way | Redmoss | 71.5947 | 118.7261 | 215.0116 | 436.3964 | 751.888 | 1266.7621 | 1883.8441 | 2575.309 | 3383.3596 | 4358.3976 | 5421.6128 | 6752.061 | 8143.4514 | 9624.7357 | 11136.5669 | 12650.4583 | 14068.3036 | 15219.6197 | 16100.9971 | 16727.2765 | 17156.5705 | 17160.6125 | 17104.1474 | 16975.3778 | 16785.8945 | 16473.6377 | 16054.0761 | 15557.7609 | 14982.2233 | 14319.9782 | 13563.2518 | 12702.9657
Lct_BB003 | Number | SEPD | Leading the Way | Redmoss | 0 | 0 | 0.49137 | 2.9141 | 5.8197 | 10.2085 | 19.5422 | 35.0978 | 56.5171 | 75.0349 | 99.5351 | 130.6435 | 158.0229 | 187.2848 | 219.5422 | 252.4092 | 283.8578 | 311.3731 | 333.815 | 350.5435 | 362.6468 | 371.733 | 377.9044 | 383.0747 | 387.6391 | 392.4467 | 397.6053 | 395.1441 | 393.9252 | 393.8751 | 394.8808 | 396.7869
Lct_BB005 | Number | SEPD | Leading the Way | Redmoss | 19.6263 | 48.5426 | 70.0052 | 195.0882 | 408.2548 | 711.5899 | 997.2043 | 1365.4141 | 1797.0592 | 2257.9203 | 2772.8469 | 3398.5848 | 3844.0873 | 4288.5783 | 4710.5922 | 5127.1008 | 5546.4745 | 5884.3639 | 6266.2524 | 6762.6104 | 7249.0232 | 7872.2833 | 8217.1302 | 8556.1217 | 8868.7605 | 9179.7478 | 9490.4543 | 9532.4543 | 9572.0543 | 9609.8543 | 9645.2543 | 9678.2543
Lct_BB006 | Number | SEPD | Leading the Way | Redmoss | 0 | 0 | 24.3311 | 48.3489 | 72.0527 | 95.4415 | 118.5159 | 167.7444 | 216.1781 | 263.8187 | 310.6655 | 371.4742 | 510.4916 | 647.9632 | 783.8883 | 918.2665 | 1051.0987 | 1209.9269 | 1366.9063 | 1522.0355 | 1675.3144 | 1826.7437 | 1910.9031 | 1994.4946 | 2077.5181 | 2159.975 | 2241.8639 | 2241.8639 | 2241.8639 | 2241.8639 | 2241.8639 | 2241.8639
Lct_BB007 | Number | SEPD | Leading the Way | Redmoss | 41.2949 | 53.7347 | 52.6462 | 87.6336 | 163.1694 | 219.6338 | 277.7143 | 335.499 | 413.4765 | 492.2445 | 578.8015 | 680.2911 | 730.7772 | 780.6142 | 829.8024 | 878.3421 | 926.2338 | 955.0078 | 985.7802 | 1025.935 | 1056.4804 | 1094.1006 | 1109.6903 | 1129.7003 | 1149.8019 | 1169.9953 | 1190.2802 | 1190.788 | 1191.6638 | 1192.6622 | 1193.7833 | 1195.0271
Lct_BB008 | Number | SEPD | Leading the Way | Redmoss | 0 | 0 | 1.7986 | 3.5739 | 5.3261 | 7.055 | 8.7606 | 12.3996 | 15.9798 | 19.5014 | 22.9642 | 26.3684 | 34.1508 | 41.8466 | 49.4559 | 56.9785 | 64.4147 | 73.3062 | 82.0941 | 90.7784 | 99.3593 | 107.8365 | 112.5479 | 117.2275 | 121.8753 | 126.4913 | 131.0755 | 131.0755 | 131.0755 | 131.0755 | 131.0755 | 131.0755
Lct_BB010b | MW | SEPD | Leading the Way | Redmoss | 0.364 | 0.71188 | 1.1428 | 2.0323 | 3.3004 | 4.9009 | 6.9628 | 9.4613 | 12.5063 | 17.1479 | 21.8593 | 27.0189 | 32.9426 | 39.2893 | 45.4134 | 49.7703 | 51.8328 | 53.3595 | 54.4713 | 54.9818 | 55.2174 | 55.2686 | 55.3063 | 55.3308 | 55.3449 | 55.3449 | 55.3449 | 55.3449 | 55.3449 | 55.3449 | 55.3449 | 55.3449
Lct_BB011b | MW | SEPD | Leading the Way | Redmoss | 0.146 | 0.1984 | 0.25584 | 0.40413 | 0.5744 | 0.77016 | 1.0777 | 1.5022 | 2.023 | 2.4549 | 2.9313 | 3.4735 | 4.0471 | 4.6666 | 5.29 | 5.8694 | 6.3628 | 6.7415 | 7.0014 | 7.1482 | 7.2117 | 7.2262 | 7.2291 | 7.2346 | 7.2429 | 7.2548 | 7.2711 | 7.2711 | 7.2711 | 7.2711 | 7.2714 | 7.3072
Lct_BB012b | MW | SEPD | Leading the Way | Redmoss | 0.116 | 0.139 | 0.16159 | 0.21179 | 0.26847 | 0.32857 | 0.4054 | 0.50243 | 0.61705 | 0.74683 | 0.89517 | 1.0611 | 1.2913 | 1.5387 | 1.7852 | 2.0163 | 2.2155 | 2.3741 | 2.4901 | 2.5664 | 2.6123 | 2.616 | 2.6189 | 2.621 | 2.6223 | 2.6229 | 2.6229 | 2.6229 | 2.6229 | 2.6229 | 2.6229 | 2.6229
Lct_BB013b | MW | SEPD | Leading the Way | Redmoss | 0 | 0 | 0 | 0 | 0 | 0 | 0 | 0 | 0 | 0 | 0 | 0 | 0 | 0 | 0 | 0 | 0 | 0 | 0 | 0 | 0 | 0 | 0 | 0 | 0 | 0 | 0 | 0 | 0 | 0 | 0 | 0
Lct_BB014 | Number | SEPD | Leading the Way | Redmoss | 20.6115 | 20.7697 | 20.778 | 20.9565 | 21.1432 | 21.1908 | 21.3741 | 21.4236 | 21.5386 | 21.6536 | 21.7687 | 21.8837 | 21.9987 | 22.1137 | 22.2288 | 22.3438 | 22.4588 | 22.5739 | 22.6889 | 22.8039 | 22.9189 | 23.034 | 23.149 | 23.264 | 23.379 | 23.4941 | 23.6091 | 23.7241 | 23.8391 | 23.9542 | 24.0692 | 24.1842
Other generation | MW | SEPD | Leading the Way | Redmoss | 0 | 0 | 0 | 0 | 0 | 0 | 0 | 0 | 0 | 0 | 0 | 0 | 0 | 0 | 0 | 0 | 0 | 0 | 0 | 0 | 0 | 0 | 0 | 0 | 0 | 0 | 0 | 0 | 0 | 0 | 0 | 0
Srg_BB001 | MW | SEPD | Leading the Way | Redmoss | 0 | 0.33969 | 0.45843 | 0.50906 | 0.56055 | 0.61289 | 1.0798 | 2.4742 | 2.8279 | 3.21 | 3.6183 | 4.0805 | 4.1437 | 4.2109 | 4.2809 | 4.3527 | 4.4486 | 4.5934 | 4.7412 | 4.8884 | 5.036 | 5.1859 | 5.3771 | 5.5686 | 5.7589 | 5.9494 | 6.1394 | 6.1503 | 6.1607 | 6.1706 | 6.1803 | 6.1896
Srg_BB002 | MW | SEPD | Leading the Way | Redmoss | 0 | 0 | 0.021255 | 0.044703 | 0.071162 | 0.10159 | 0.13723 | 0.38783 | 0.49712 | 0.62963 | 0.79794 | 0.99481 | 1.2939 | 1.6327 | 2.0109 | 2.4286 | 2.8726 | 3.2367 | 3.5971 | 3.9734 | 4.363 | 4.7677 | 4.9388 | 5.0995 | 5.2471 | 5.3819 | 5.4738 | 5.564 | 5.6425 | 5.7096 | 5.7654 | 5.8202
Data centres (MW) | MW | SEPD | Leading the Way | Shetland | 0 | 0 | 0 | 0 | 0 | 0 | 0 | 0 | 0 | 0 | 0 | 0 | 0 | 0 | 0 | 0 | 0 | 0 | 0 | 0 | 0 | 0 | 0 | 0 | 0 | 0 | 0 | 0 | 0 | 0 | 0 | 0
Dem_BB001a | Number of homes (cumulative) | SEPD | Leading the Way | Shetland | 0 | 125.0557 | 166.1799 | 201.1978 | 229.2233 | 244.2365 | 259.2743 | 271.2835 | 281.2835 | 291.2835 | 332.2835 | 373.2835 | 416.2835 | 460.2835 | 507.2835 | 549.2835 | 593.2835 | 636.4442 | 661.7124 | 685.8299 | 709.8427 | 730.7691 | 747.2829 | 760.7049 | 770.0448 | 777.3148 | 781.536 | 783.7165 | 783.8628 | 783.969 | 784.0396 | 784.0731
Dem_BB002b | Floorspace (m2) (cumulative) | SEPD | Leading the Way | Shetland | 0 | 118724.7 | 213704.46 | 299450.0767 | 391791.51 | 454830.76 | 521474.3267 | 589083.8833 | 660297.7567 | 735115.9467 | 818480.6533 | 905861.5267 | 990662.75 | 1068926.8333 | 1147602.7667 | 1178496.55 | 1205786.0167 | 1229471.1667 | 1249552 | 1265616.6667 | 1277665.1667 | 1285697.5 | 1289713.6667 | 1289713.6667 | 1289713.6667 | 1289713.6667 | 1289713.6667 | 1289713.6667 | 1289713.6667 | 1289713.6667 | 1289713.6667 | 1289713.6667
Domestic direct electric heating | Number | SEPD | Leading the Way | Shetland | 8847.5957 | 8861.105 | 8865.5266 | 8885.7508 | 8900.3054 | 8909.4876 | 8917.2143 | 8913.2499 | 8909.4058 | 8906.0893 | 8908.6918 | 8425.0835 | 8424.4531 | 8424.7409 | 8374.6714 | 8324.9339 | 8276.3421 | 8228.2828 | 8178.4381 | 8129.1978 | 8080.5521 | 8032.4803 | 7985.0663 | 7937.8642 | 7890.9369 | 7844.283 | 7797.8189 | 7751.657 | 7705.6034 | 7659.9836 | 7614.7812 | 7570.0193
Gas: Hydrogen peaking | MW | SEPD | Leading the Way | Shetland | 0 | 0 | 0 | 0 | 0 | 0 | 0 | 0 | 0 | 0 | 0 | 0 | 0 | 0 | 0 | 0 | 0 | 0 | 0 | 0 | 0 | 0 | 0 | 0 | 0 | 0 | 0 | 0 | 0 | 0 | 0 | 0
Gen_BB001 | MW | SEPD | Leading the Way | Shetland | 18 | 18 | 18 | 18 | 18 | 18 | 18 | 18 | 18 | 18 | 18 | 0 | 0 | 0 | 0 | 0 | 0 | 0 | 0 | 0 | 0 | 0 | 0 | 0 | 0 | 0 | 0 | 0 | 0 | 0 | 0 | 0
Gen_BB004 | MW | SEPD | Leading the Way | Shetland | 0 | 0 | 0 | 0 | 0 | 0 | 0 | 0 | 0 | 0 | 0 | 0 | 0 | 0 | 0 | 0 | 0 | 0 | 0 | 0 | 0 | 0 | 0 | 0 | 0 | 0 | 0 | 0 | 0 | 0 | 0 | 0
Gen_BB005 | MW | SEPD | Leading the Way | Shetland | 0 | 0 | 0 | 0 | 0 | 0 | 0 | 0 | 0 | 0 | 0 | 0 | 0 | 0 | 0 | 0 | 0 | 0 | 0 | 0 | 0 | 0 | 0 | 0 | 0 | 0 | 0 | 0 | 0 | 0 | 0 | 0
Gen_BB006 | MW | SEPD | Leading the Way | Shetland | 0 | 0 | 0 | 0 | 0 | 0 | 0 | 0 | 0 | 0 | 0 | 0 | 0 | 0 | 0 | 0 | 0 | 0 | 0 | 0 | 0 | 0 | 0 | 0 | 0 | 0 | 0 | 0 | 0 | 0 | 0 | 0
Gen_BB008 | MW | SEPD | Leading the Way | Shetland | 0 | 0 | 0 | 0 | 0 | 0 | 0 | 0 | 0 | 0 | 0 | 0 | 0 | 0 | 0 | 0 | 0 | 0 | 0 | 0 | 0 | 0 | 0 | 0 | 0 | 0 | 0 | 0 | 0 | 0 | 0 | 0
Gen_BB010 | MW | SEPD | Leading the Way | Shetland | 0 | 0 | 0 | 0 | 0 | 0 | 0 | 0 | 0 | 0 | 0 | 0 | 0 | 0 | 0 | 0 | 0 | 0 | 0 | 0 | 0 | 0 | 0 | 0 | 0 | 0 | 0 | 0 | 0 | 0 | 0 | 0
Gen_BB011 | MW | SEPD | Leading the Way | Shetland | 0 | 0 | 0 | 0 | 0 | 0 | 0 | 0 | 0 | 0 | 0 | 0 | 0 | 0 | 0 | 0 | 0 | 0 | 0 | 0 | 0 | 0 | 0 | 0 | 0 | 0 | 0 | 0 | 0 | 0 | 0 | 0
Gen_BB012 | MW | SEPD | Leading the Way | Shetland | 0.0241 | 0.024639 | 0.025738 | 0.027578 | 0.030657 | 0.034937 | 0.041118 | 0.056144 | 0.073667 | 0.098077 | 0.12477 | 0.15308 | 0.18245 | 0.21272 | 0.24382 | 0.2757 | 0.30077 | 0.32301 | 0.34543 | 0.36771 | 0.39008 | 0.41259 | 0.43409 | 0.4543 | 0.47322 | 0.48703 | 0.50084 | 0.51337 | 0.52464 | 0.53465 | 0.5447 | 0.55478
Gen_BB013 | MW | SEPD | Leading the Way | Shetland | 0.21292 | 0.26481 | 0.33087 | 0.41425 | 0.5202 | 0.63438 | 0.77164 | 1.0351 | 1.2915 | 1.6029 | 1.9364 | 2.269 | 2.6006 | 2.9356 | 3.2781 | 3.621 | 3.878 | 4.1158 | 4.3324 | 4.55 | 4.7703 | 4.9921 | 5.2093 | 5.4128 | 5.6042 | 5.7564 | 5.906 | 6.0441 | 6.1707 | 6.2879 | 6.4052 | 6.5227
Gen_BB014 | MW | SEPD | Leading the Way | Shetland | 0 | 0 | 0 | 0 | 0 | 0 | 0 | 0 | 0 | 0 | 0 | 0 | 0 | 0 | 0 | 0 | 0 | 0 | 0 | 0 | 0 | 0 | 0 | 0 | 0 | 0 | 0 | 0 | 0 | 0 | 0 | 0
Gen_BB015 | MW | SEPD | Leading the Way | Shetland | 11.18 | 11.18 | 11.18 | 11.18 | 14.86 | 14.86 | 14.86 | 14.86 | 14.86 | 19.1533 | 23.8353 | 28.5855 | 35.4549 | 40.1527 | 45.2658 | 50.5118 | 58.8832 | 64.5866 | 75.1427 | 81.5733 | 87.9846 | 94.54 | 100.991 | 107.0293 | 112.8137 | 118.2841 | 123.6597 | 128.981 | 134.2205 | 139.6645 | 144.9938 | 150.5186
Gen_BB016 | MW | SEPD | Leading the Way | Shetland | 1.3938 | 1.3938 | 1.3995 | 1.4087 | 1.4239 | 1.497 | 1.5422 | 1.6252 | 1.7776 | 2.0275 | 2.4664 | 2.9186 | 3.4691 | 3.9626 | 4.4557 | 5.8513 | 6.364 | 6.8774 | 7.2896 | 7.695 | 8.0932 | 8.4841 | 8.868 | 9.2446 | 9.6137 | 9.9753 | 10.329 | 10.6863 | 11.0471 | 11.4115 | 11.7796 | 12.1514
Gen_BB017 | MW | SEPD | Leading the Way | Shetland | 0.545 | 0.545 | 0.545 | 0.545 | 0.545 | 0.545 | 0.545 | 0.545 | 0.545 | 0.545 | 0.545 | 0.545 | 0.545 | 0.545 | 0.545 | 0.545 | 0.545 | 0.545 | 0.545 | 0.545 | 0.545 | 0.74146 | 0.74146 | 0.74146 | 0.85855 | 0.85855 | 1.3269 | 1.3269 | 1.444 | 1.6197 | 1.6197 | 1.6197
Gen_BB018 | MW | SEPD | Leading the Way | Shetland | 0 | 0 | 0 | 0 | 0 | 0 | 0 | 0 | 0 | 0 | 0 | 0 | 0 | 0 | 0 | 0 | 0 | 0 | 0 | 0 | 0 | 0 | 0 | 0 | 0 | 0 | 0 | 0 | 0 | 0 | 0 | 0
Hydrogen electrolysis | MW | SEPD | Leading the Way | Shetland | 0 | 0 | 0 | 0 | 0 | 0 | 0 | 0 | 0 | 0 | 0 | 0 | 0 | 0 | 0 | 0 | 0 | 0 | 0 | 0 | 0 | 0 | 0 | 0 | 0 | 0 | 0 | 0 | 0 | 0 | 0 | 0
Lct_BB001 | Number | SEPD | Leading the Way | Shetland | 77.4657 | 128.5298 | 230.3826 | 464.0443 | 793.5949 | 1295.4845 | 1917.4765 | 2625.6002 | 3469.4935 | 4509.109 | 6057.0009 | 7778.191 | 9535.7551 | 11348.3751 | 13175.8709 | 14998.6201 | 16546.8368 | 17750.2884 | 18614.2509 | 19165.349 | 19481.553 | 19297.7985 | 19053.5666 | 18736.4623 | 18360.1564 | 17860.2901 | 17273.604 | 16606.1919 | 15856.0297 | 15016.0923 | 14078.6896 | 13044.5128
Lct_BB003 | Number | SEPD | Leading the Way | Shetland | 0 | 0 | 0 | 0 | 0 | 0 | 0 | 0 | 0 | 0 | 0 | 0 | 0 | 0 | 0 | 0 | 0 | 0 | 0 | 0 | 0 | 0 | 0 | 0 | 0 | 0 | 0 | 0 | 0 | 0 | 0 | 0
Lct_BB005 | Number | SEPD | Leading the Way | Shetland | 602.8749 | 734.0023 | 755.3112 | 1038.8547 | 1823.7724 | 2514.9002 | 3271.8298 | 3921.4373 | 4796.4139 | 5618.8103 | 6520.6285 | 7776.5649 | 8347.8499 | 8905.9442 | 9451.5148 | 9978.8924 | 10491.8292 | 10766.2515 | 11019.3949 | 11316.3637 | 11467.4002 | 11614.716 | 11689.2301 | 11762.1369 | 11897.4094 | 12036.1184 | 12177.3706 | 12205.5706 | 12232.5706 | 12259.5706 | 12286.5706 | 12313.5706
Lct_BB006 | Number | SEPD | Leading the Way | Shetland | 0 | 0 | 0 | 0 | 0 | 0 | 0 | 0 | 0 | 0 | 0 | 0 | 0 | 0 | 0 | 0 | 0 | 0 | 0 | 0 | 0 | 0 | 0 | 0 | 0 | 0 | 0 | 0 | 0 | 0 | 0 | 0
Lct_BB007 | Number | SEPD | Leading the Way | Shetland | 0 | 0 | 0 | 0 | 0 | 0 | 0 | 0 | 0 | 0 | 0 | 0 | 0 | 0 | 0 | 0 | 0 | 0 | 0 | 0 | 0 | 0 | 0 | 0 | 0 | 0 | 0 | 0 | 0 | 0 | 0 | 0
Lct_BB008 | Number | SEPD | Leading the Way | Shetland | 0 | 0 | 0 | 0 | 0 | 0 | 0 | 0 | 0 | 0 | 0 | 0 | 0 | 0 | 0 | 0 | 0 | 0 | 0 | 0 | 0 | 0 | 0 | 0 | 0 | 0 | 0 | 0 | 0 | 0 | 0 | 0
Lct_BB010b | MW | SEPD | Leading the Way | Shetland | 0.042 | 0.30124 | 0.72895 | 1.7913 | 3.2746 | 5.0554 | 7.5497 | 10.4107 | 13.9054 | 18.3238 | 25.7932 | 33.6393 | 43.1002 | 55.7207 | 65.7495 | 73.1062 | 76.4413 | 78.0825 | 79.5217 | 79.9646 | 80.1158 | 80.1323 | 80.1445 | 80.1524 | 80.157 | 80.157 | 80.157 | 80.157 | 80.157 | 80.157 | 80.157 | 80.157
Lct_BB011b | MW | SEPD | Leading the Way | Shetland | 0.086 | 0.1184 | 0.17296 | 0.2898 | 0.42493 | 0.58022 | 0.82213 | 1.1537 | 1.5603 | 1.9009 | 2.2766 | 2.7032 | 3.1599 | 3.6523 | 4.1482 | 4.609 | 5.0012 | 5.3018 | 5.5074 | 5.6236 | 5.6738 | 5.6848 | 5.687 | 5.6913 | 5.6975 | 5.7066 | 5.7191 | 5.7191 | 5.7191 | 5.7191 | 5.7193 | 5.7466
Lct_BB012b | MW | SEPD | Leading the Way | Shetland | 0.534 | 0.5416 | 0.55482 | 0.57264 | 0.58861 | 0.59938 | 0.60896 | 0.64172 | 0.68046 | 0.72904 | 0.78486 | 0.8471 | 0.9358 | 1.031 | 1.1257 | 1.2143 | 1.2914 | 1.3534 | 1.3994 | 1.4312 | 1.4513 | 1.4596 | 1.466 | 1.4705 | 1.4734 | 1.4747 | 1.4747 | 1.4747 | 1.4747 | 1.4747 | 1.4747 | 1.4747
Lct_BB013b | MW | SEPD | Leading the Way | Shetland | 0 | 0.0076 | 0.01526 | 0.03116 | 0.04568 | 0.06109 | 0.09223 | 0.13684 | 0.1858 | 0.2105 | 0.23526 | 0.26287 | 0.29567 | 0.32897 | 0.36081 | 0.38827 | 0.40981 | 0.42426 | 0.43202 | 0.4335 | 0.4335 | 0.4335 | 0.4335 | 0.4335 | 0.4335 | 0.4335 | 0.4335 | 0.4335 | 0.4335 | 0.4335 | 0.4335 | 0.4335
Lct_BB014 | Number | SEPD | Leading the Way | Shetland | 11.1685 | 11.2542 | 11.2587 | 11.3554 | 11.4566 | 11.4824 | 11.5817 | 11.6085 | 11.6708 | 11.7332 | 11.7955 | 11.8578 | 11.9201 | 11.9825 | 12.0448 | 12.1071 | 12.1694 | 12.2318 | 12.2941 | 12.3564 | 12.4188 | 12.4811 | 12.5434 | 12.6057 | 12.6681 | 12.7304 | 12.7927 | 12.8551 | 12.9174 | 12.9797 | 13.042 | 13.1044
Other generation | MW | SEPD | Leading the Way | Shetland | 0 | 0 | 0 | 0 | 0 | 0 | 0 | 0 | 0 | 0 | 0 | 0 | 0 | 0 | 0 | 0 | 0 | 0 | 0 | 0 | 0 | 0 | 0 | 0 | 0 | 0 | 0 | 0 | 0 | 0 | 0 | 0
Srg_BB001 | MW | SEPD | Leading the Way | Shetland | 0 | 0.080705 | 0.11558 | 0.13416 | 0.1567 | 0.18026 | 0.30895 | 0.72999 | 0.85655 | 1.0072 | 1.1802 | 1.4434 | 1.4837 | 1.5417 | 1.602 | 1.6738 | 1.8493 | 2.1069 | 2.4139 | 2.741 | 3.0923 | 3.4778 | 3.6392 | 3.8089 | 3.9779 | 4.1536 | 4.3316 | 4.4091 | 4.4857 | 4.5613 | 4.6383 | 4.7137
Srg_BB002 | MW | SEPD | Leading the Way | Shetland | 0 | 0 | 0.0060651 | 0.013697 | 0.023463 | 0.035914 | 0.051897 | 0.17892 | 0.23877 | 0.31618 | 0.41904 | 0.54344 | 0.73723 | 0.96116 | 1.2152 | 1.4995 | 1.8059 | 2.0599 | 2.314 | 2.5819 | 2.8616 | 3.1545 | 3.2792 | 3.3971 | 3.506 | 3.6059 | 3.6742 | 3.7413 | 3.8 | 3.8502 | 3.892 | 3.9332
Data centres (MW) | MW | SEPD | Leading the Way | Shin | 0 | 0 | 0 | 0 | 0 | 0 | 0 | 0 | 0 | 0 | 0 | 0 | 0 | 0 | 0 | 0 | 0 | 0 | 0 | 0 | 0 | 0 | 0 | 0 | 0 | 0 | 0 | 0 | 0 | 0 | 0 | 0
Dem_BB001a | Number of homes (cumulative) | SEPD | Leading the Way | Shin | 0 | 0 | 0 | 0 | 0 | 0 | 0 | 0 | 0 | 0 | 0 | 0 | 0 | 0 | 0 | 0 | 0 | 0.097435 | 0.2039 | 0.29771 | 0.38273 | 0.46792 | 0.51517 | 0.55398 | 0.58524 | 0.61006 | 0.63041 | 0.647 | 0.66046 | 0.67023 | 0.67672 | 0.6798
Dem_BB002b | Floorspace (m2) (cumulative) | SEPD | Leading the Way | Shin | 0 | 0 | 0 | 0 | 0 | 0 | 0 | 0 | 0 | 0 | 0 | 0 | 0 | 0 | 0 | 0 | 0 | 0 | 0 | 0 | 0 | 0 | 0 | 0 | 0 | 0 | 0 | 0 | 0 | 0 | 0 | 0
Domestic direct electric heating | Number | SEPD | Leading the Way | Shin | 278.1025 | 278.1019 | 278.1022 | 274.3 | 268.6723 | 261.3696 | 252.5879 | 246.0045 | 239.6821 | 233.6135 | 227.2844 | 222.9548 | 223.1667 | 223.2171 | 222.0958 | 221.0875 | 220.0882 | 219.0942 | 218.1066 | 217.1254 | 216.1505 | 215.2803 | 214.4133 | 213.5529 | 212.7919 | 212.0327 | 211.2753 | 210.5221 | 209.7684 | 209.018 | 208.2707 | 207.5275
Gas: Hydrogen peaking | MW | SEPD | Leading the Way | Shin | 0 | 0 | 0 | 0 | 0 | 0 | 0 | 0 | 0 | 0 | 0 | 0 | 0 | 0 | 0 | 0 | 0 | 0 | 0 | 0 | 0 | 0 | 0 | 0 | 0 | 0 | 0 | 0 | 0 | 0 | 0 | 0
Gen_BB001 | MW | SEPD | Leading the Way | Shin | 0 | 0 | 0 | 0 | 0 | 0 | 0 | 0 | 0 | 0 | 0 | 0 | 0 | 0 | 0 | 0 | 0 | 0 | 0 | 0 | 0 | 0 | 0 | 0 | 0 | 0 | 0 | 0 | 0 | 0 | 0 | 0
Gen_BB004 | MW | SEPD | Leading the Way | Shin | 0 | 0 | 0 | 0 | 0 | 0 | 0 | 0 | 0 | 0 | 0 | 0 | 0 | 0 | 0 | 0 | 0 | 0 | 0 | 0 | 0 | 0 | 0 | 0 | 0 | 0 | 0 | 0 | 0 | 0 | 0 | 0
Gen_BB005 | MW | SEPD | Leading the Way | Shin | 0 | 0 | 0 | 0 | 0 | 0 | 0 | 0 | 0 | 0 | 0 | 0 | 0 | 0 | 0 | 0 | 0 | 0 | 0 | 0 | 0 | 0 | 0 | 0 | 0 | 0 | 0 | 0 | 0 | 0 | 0 | 0
Gen_BB006 | MW | SEPD | Leading the Way | Shin | 0 | 0 | 0 | 0 | 0 | 0 | 0 | 0 | 0 | 0 | 0 | 0 | 0 | 0 | 0 | 0 | 0 | 0 | 0 | 0 | 0 | 0 | 0 | 0 | 0 | 0 | 0 | 0 | 0 | 0 | 0 | 0
Gen_BB008 | MW | SEPD | Leading the Way | Shin | 0 | 0 | 0 | 0 | 0 | 0 | 0 | 0 | 0 | 0 | 0 | 0 | 0 | 0 | 0 | 0 | 0 | 0 | 0 | 0 | 0 | 0 | 0 | 0 | 0 | 0 | 0 | 0 | 0 | 0 | 0 | 0
Gen_BB010 | MW | SEPD | Leading the Way | Shin | 0 | 0 | 0 | 0 | 0 | 0 | 0 | 0 | 0 | 0 | 0 | 0 | 0 | 0 | 0 | 0 | 0 | 0 | 0 | 0 | 0 | 0 | 0 | 0 | 0 | 0 | 0 | 0 | 0 | 0 | 0 | 0
Gen_BB011 | MW | SEPD | Leading the Way | Shin | 0 | 0 | 0 | 0 | 0 | 0 | 0 | 0 | 0 | 0 | 0 | 0 | 0 | 0 | 0 | 0 | 0 | 0 | 0 | 0 | 0 | 0 | 0 | 0 | 0 | 0 | 0 | 0 | 0 | 0 | 0 | 0
Gen_BB012 | MW | SEPD | Leading the Way | Shin | 0.04935 | 0.049747 | 0.050329 | 0.051029 | 0.051883 | 0.052771 | 0.053754 | 0.055455 | 0.056857 | 0.058308 | 0.059517 | 0.060535 | 0.061424 | 0.062216 | 0.062932 | 0.063589 | 0.065318 | 0.066868 | 0.068444 | 0.070023 | 0.071619 | 0.073235 | 0.074786 | 0.076246 | 0.077615 | 0.07861 | 0.079606 | 0.080506 | 0.081314 | 0.082029 | 0.082746 | 0.083466
Gen_BB013 | MW | SEPD | Leading the Way | Shin | 0.18518 | 0.18522 | 0.18523 | 0.18525 | 0.18527 | 0.18533 | 0.1854 | 0.18533 | 0.18514 | 0.18486 | 0.18455 | 0.18422 | 0.18407 | 0.1841 | 0.18523 | 0.18751 | 0.20395 | 0.2187 | 0.23351 | 0.24822 | 0.26297 | 0.27882 | 0.29404 | 0.30842 | 0.32307 | 0.33474 | 0.34636 | 0.35721 | 0.36733 | 0.37672 | 0.38612 | 0.39552
Gen_BB014 | MW | SEPD | Leading the Way | Shin | 0 | 0 | 0 | 0 | 0 | 0 | 0 | 0 | 0 | 0 | 0 | 0 | 0 | 0 | 0 | 0 | 0 | 0 | 0 | 0 | 0 | 0 | 0 | 0 | 0 | 0 | 0 | 0 | 0 | 0 | 0 | 0
Gen_BB015 | MW | SEPD | Leading the Way | Shin | 0 | 0 | 0 | 0 | 0 | 68 | 68 | 68 | 68 | 68.4783 | 68.9998 | 69.529 | 70.2942 | 70.8176 | 71.3872 | 71.9716 | 72.5699 | 73.2053 | 73.8799 | 74.5963 | 75.3105 | 76.0408 | 76.7594 | 77.432 | 78.0764 | 78.6858 | 79.2847 | 79.8774 | 80.4611 | 81.0676 | 81.6613 | 82.2767
Gen_BB016 | MW | SEPD | Leading the Way | Shin | 0.077284 | 0.077284 | 0.077921 | 0.078949 | 0.080641 | 0.088782 | 0.093821 | 0.10307 | 0.12004 | 0.14788 | 0.19678 | 0.24715 | 0.30848 | 0.36344 | 0.41838 | 0.49587 | 0.55299 | 0.61017 | 0.6561 | 0.70125 | 0.74561 | 0.78916 | 0.83192 | 0.87387 | 0.915 | 0.95527 | 0.99468 | 1.0345 | 1.0747 | 1.1153 | 1.1563 | 1.1977
Gen_BB017 | MW | SEPD | Leading the Way | Shin | 0 | 0 | 0 | 0 | 0 | 0 | 0 | 0 | 0 | 0 | 0 | 0 | 0 | 0 | 0 | 0 | 0 | 0 | 0 | 0 | 0 | 0 | 0 | 0 | 0 | 0 | 0 | 0 | 0 | 0 | 0 | 0
Gen_BB018 | MW | SEPD | Leading the Way | Shin | 0 | 0 | 0 | 0 | 0.0035656 | 0.025426 | 0.033054 | 0.046805 | 0.059066 | 0.072802 | 0.085034 | 0.098785 | 0.11103 | 0.1248 | 0.13852 | 0.15076 | 0.16453 | 0.17584 | 0.18785 | 0.19757 | 0.20815 | 0.21812 | 0.22602 | 0.23496 | 0.24344 | 0.25005 | 0.25776 | 0.26518 | 0.2723 | 0.27765 | 0.28429 | 0.29071
Hydrogen electrolysis | MW | SEPD | Leading the Way | Shin | 0 | 0 | 0 | 0 | 0 | 0 | 0 | 0 | 0 | 0 | 0 | 0 | 0 | 0 | 0 | 0 | 0 | 0 | 0 | 0 | 0 | 0 | 0 | 0 | 0 | 0 | 0 | 0 | 0 | 0 | 0 | 0
Lct_BB001 | Number | SEPD | Leading the Way | Shin | 4.6088 | 7.6411 | 13.7188 | 27.5947 | 47.1496 | 76.3465 | 112.7509 | 154.3355 | 204.1022 | 265.5569 | 379.5872 | 502.9227 | 628.1844 | 756.4402 | 885.4419 | 1014.2106 | 1117.3196 | 1196.8883 | 1253.3615 | 1288.6857 | 1308.0672 | 1293.8156 | 1275.5983 | 1252.5244 | 1225.5585 | 1190.3923 | 1149.4694 | 1103.301 | 1051.7627 | 994.3799 | 930.6303 | 860.8376
Lct_BB003 | Number | SEPD | Leading the Way | Shin | 0 | 0 | 0 | 0 | 0 | 0 | 0 | 0 | 0 | 0 | 0 | 0 | 0 | 0 | 0 | 0 | 0 | 0 | 0 | 0 | 0 | 0 | 0 | 0 | 0 | 0 | 0 | 0 | 0 | 0 | 0 | 0
Lct_BB005 | Number | SEPD | Leading the Way | Shin | 34.0176 | 38.8071 | 39.5495 | 50.3008 | 80.5015 | 107.0322 | 137.6127 | 164.4239 | 205.4354 | 247.471 | 293.9873 | 380.964 | 419.4255 | 456.7124 | 493.4588 | 529.688 | 564.8269 | 582.9396 | 600.5091 | 621.2496 | 631.3771 | 641.7769 | 646.627 | 651.4917 | 661.6277 | 672.0711 | 682.746 | 685.146 | 687.546 | 689.946 | 692.346 | 694.746
Lct_BB006 | Number | SEPD | Leading the Way | Shin | 0 | 0 | 0 | 0 | 0 | 0 | 0 | 0 | 0 | 0 | 0 | 0 | 0 | 0 | 0 | 0 | 0 | 0 | 0 | 0 | 0 | 0 | 0 | 0 | 0 | 0 | 0 | 0 | 0 | 0 | 0 | 0
Lct_BB007 | Number | SEPD | Leading the Way | Shin | 0 | 0 | 0 | 0 | 0 | 0 | 0 | 0 | 0 | 0 | 0 | 0 | 0 | 0 | 0 | 0 | 0 | 0 | 0 | 0 | 0 | 0 | 0 | 0 | 0 | 0 | 0 | 0 | 0 | 0 | 0 | 0
Lct_BB008 | Number | SEPD | Leading the Way | Shin | 0 | 0 | 0 | 0 | 0 | 0 | 0 | 0 | 0 | 0 | 0 | 0 | 0 | 0 | 0 | 0 | 0 | 0 | 0 | 0 | 0 | 0 | 0 | 0 | 0 | 0 | 0 | 0 | 0 | 0 | 0 | 0
Lct_BB010b | MW | SEPD | Leading the Way | Shin | 0.028 | 0.0308 | 0.0448 | 0.0966 | 0.1988 | 0.301 | 0.4536 | 0.6524 | 0.8652 | 1.1032 | 1.6256 | 2.1875 | 2.6731 | 3.8226 | 4.8784 | 5.2116 | 5.4354 | 5.4992 | 5.5808 | 5.6004 | 5.6042 | 5.6046 | 5.6048 | 5.605 | 5.6051 | 5.6051 | 5.6051 | 5.6051 | 5.6051 | 5.6051 | 5.6051 | 5.6051
Lct_BB011b | MW | SEPD | Leading the Way | Shin | 0.068 | 0.0682 | 0.07165 | 0.07608 | 0.08151 | 0.08764 | 0.09538 | 0.10321 | 0.11263 | 0.12387 | 0.13677 | 0.15109 | 0.1711 | 0.19229 | 0.21343 | 0.23284 | 0.24918 | 0.26154 | 0.26981 | 0.27425 | 0.27595 | 0.27595 | 0.27595 | 0.27595 | 0.27595 | 0.27595 | 0.27595 | 0.27595 | 0.27595 | 0.27595 | 0.27595 | 0.27595
Lct_BB012b | MW | SEPD | Leading the Way | Shin | 0 | 0.0003 | 0.00074 | 0.00136 | 0.00186 | 0.00206 | 0.00216 | 0.00341 | 0.00493 | 0.00677 | 0.00883 | 0.01106 | 0.01417 | 0.01742 | 0.02052 | 0.02329 | 0.02549 | 0.02707 | 0.02803 | 0.02847 | 0.0285 | 0.0285 | 0.0285 | 0.0285 | 0.0285 | 0.0285 | 0.0285 | 0.0285 | 0.0285 | 0.0285 | 0.0285 | 0.0285
Lct_BB013b | MW | SEPD | Leading the Way | Shin | 0 | 0 | 0 | 0 | 0 | 0 | 0 | 0 | 0 | 0 | 0 | 0 | 0 | 0 | 0 | 0 | 0 | 0 | 0 | 0 | 0 | 0 | 0 | 0 | 0 | 0 | 0 | 0 | 0 | 0 | 0 | 0
Lct_BB014 | Number | SEPD | Leading the Way | Shin | 0.55883 | 0.56312 | 0.56334 | 0.56818 | 0.57324 | 0.57454 | 0.57951 | 0.58085 | 0.58396 | 0.58708 | 0.5902 | 0.59332 | 0.59644 | 0.59956 | 0.60268 | 0.6058 | 0.60891 | 0.61203 | 0.61515 | 0.61827 | 0.62139 | 0.62451 | 0.62763 | 0.63074 | 0.63386 | 0.63698 | 0.6401 | 0.64322 | 0.64634 | 0.64946 | 0.65257 | 0.65569
Other generation | MW | SEPD | Leading the Way | Shin | 0 | 0 | 0 | 0 | 0 | 0 | 0 | 0 | 0 | 0 | 0 | 0 | 0 | 0 | 0 | 0 | 0 | 0 | 0 | 0 | 0 | 0 | 0 | 0 | 0 | 0 | 0 | 0 | 0 | 0 | 0 | 0
Srg_BB001 | MW | SEPD | Leading the Way | Shin | 0 | 0.015407 | 0.020338 | 0.022186 | 0.024035 | 0.089408 | 0.21113 | 0.76402 | 1.0041 | 1.2523 | 1.498 | 1.8927 | 1.9445 | 2.0184 | 2.0877 | 2.1648 | 2.3456 | 2.5887 | 2.8445 | 3.0991 | 3.3569 | 3.625 | 3.7157 | 3.808 | 3.8962 | 3.9852 | 4.0727 | 4.116 | 4.1576 | 4.1973 | 4.2366 | 4.2739
Srg_BB002 | MW | SEPD | Leading the Way | Shin | 0 | 0 | 0.0036252 | 0.00731 | 0.011083 | 0.015013 | 0.019149 | 0.043349 | 0.052413 | 0.061787 | 0.072176 | 0.082964 | 0.09774 | 0.11301 | 0.12872 | 0.1448 | 0.16249 | 0.17738 | 0.19248 | 0.20859 | 0.22561 | 0.24362 | 0.25136 | 0.25873 | 0.26558 | 0.2719 | 0.27623 | 0.2805 | 0.28425 | 0.28746 | 0.29015 | 0.2928
Data centres (MW) | MW | SEPD | Leading the Way | Sloy | 0 | 0 | 0 | 0 | 0 | 0 | 0 | 0 | 0 | 0 | 0 | 0 | 0 | 0 | 0 | 0 | 0 | 0 | 0 | 0 | 0 | 0 | 0 | 0 | 0 | 0 | 0 | 0 | 0 | 0 | 0 | 0
Dem_BB001a | Number of homes (cumulative) | SEPD | Leading the Way | Sloy | 0 | 0 | 0 | 0 | 0 | 0 | 0 | 0 | 0 | 0 | 0 | 0 | 0 | 0 | 0 | 0 | 0 | 0.076214 | 0.15949 | 0.23287 | 0.29937 | 0.38422 | 0.43128 | 0.46994 | 0.50107 | 0.5258 | 0.54606 | 0.56259 | 0.57599 | 0.58572 | 0.59219 | 0.59525
Dem_BB002b | Floorspace (m2) (cumulative) | SEPD | Leading the Way | Sloy | 0 | 0 | 0 | 0 | 0 | 0 | 0 | 0 | 0 | 0 | 0 | 0 | 0 | 0 | 0 | 0 | 0 | 0 | 0 | 0 | 0 | 0 | 0 | 0 | 0 | 0 | 0 | 0 | 0 | 0 | 0 | 0
Domestic direct electric heating | Number | SEPD | Leading the Way | Sloy | 242.4167 | 242.4158 | 242.4163 | 236.3876 | 227.4642 | 215.8851 | 201.9608 | 191.5222 | 181.4974 | 171.875 | 162.755 | 156.203 | 156.5238 | 156.5999 | 154.7417 | 152.8996 | 151.1833 | 149.4803 | 147.7927 | 146.1203 | 144.4631 | 142.9188 | 141.3842 | 139.865 | 138.3598 | 136.8647 | 135.3814 | 133.9136 | 132.4549 | 131.0086 | 129.5746 | 128.1534
Gas: Hydrogen peaking | MW | SEPD | Leading the Way | Sloy | 0 | 0 | 0 | 0 | 0 | 0 | 0 | 0 | 0 | 0 | 0 | 0 | 0 | 0 | 0 | 0 | 0 | 0 | 0 | 0 | 0 | 0 | 0 | 0 | 0 | 0 | 0 | 0 | 0 | 0 | 0 | 0
Gen_BB001 | MW | SEPD | Leading the Way | Sloy | 0 | 0 | 0 | 0 | 0 | 0 | 0 | 0 | 0 | 0 | 0 | 0 | 0 | 0 | 0 | 0 | 0 | 0 | 0 | 0 | 0 | 0 | 0 | 0 | 0 | 0 | 0 | 0 | 0 | 0 | 0 | 0
Gen_BB004 | MW | SEPD | Leading the Way | Sloy | 0 | 0 | 0 | 0 | 0 | 0 | 0 | 0 | 0 | 0 | 0 | 0 | 0 | 0 | 0 | 0 | 0 | 0 | 0 | 0 | 0 | 0 | 0 | 0 | 0 | 0 | 0 | 0 | 0 | 0 | 0 | 0
Gen_BB005 | MW | SEPD | Leading the Way | Sloy | 0 | 0 | 0 | 0 | 0 | 0 | 0 | 0 | 0 | 0 | 0 | 0 | 0 | 0 | 0 | 0 | 0 | 0 | 0 | 0 | 0 | 0 | 0 | 0 | 0 | 0 | 0 | 0 | 0 | 0 | 0 | 0
Gen_BB006 | MW | SEPD | Leading the Way | Sloy | 0 | 0 | 0 | 0 | 0 | 0 | 0 | 0 | 0 | 0 | 0 | 0 | 0 | 0 | 0 | 0 | 0 | 0 | 0 | 0 | 0 | 0 | 0 | 0 | 0 | 0 | 0 | 0 | 0 | 0 | 0 | 0
Gen_BB008 | MW | SEPD | Leading the Way | Sloy | 0 | 0 | 0 | 0 | 0 | 0 | 0 | 0 | 0 | 0 | 0 | 0 | 0 | 0 | 0 | 0 | 0 | 0 | 0 | 0 | 0 | 0 | 0 | 0 | 0 | 0 | 0 | 0 | 0 | 0 | 0 | 0
Gen_BB010 | MW | SEPD | Leading the Way | Sloy | 0 | 0 | 0 | 0 | 0 | 0 | 0 | 0 | 0 | 0 | 0 | 0 | 0 | 0 | 0 | 0 | 0 | 0 | 0 | 0 | 0 | 0 | 0 | 0 | 0 | 0 | 0 | 0 | 0 | 0 | 0 | 0
Gen_BB011 | MW | SEPD | Leading the Way | Sloy | 0 | 0 | 0 | 0 | 0 | 0 | 0 | 0 | 0 | 0 | 0 | 0 | 0 | 0 | 0 | 0 | 0 | 0 | 0 | 0 | 0 | 0 | 0 | 0 | 0 | 0 | 0 | 0 | 0 | 0 | 0 | 0
Gen_BB012 | MW | SEPD | Leading the Way | Sloy | 0 | 0.00015756 | 0.00038896 | 0.00066702 | 0.0010061 | 0.0013588 | 0.0017494 | 0.0024251 | 0.0029818 | 0.0035582 | 0.0040386 | 0.004443 | 0.0047959 | 0.0051104 | 0.005395 | 0.0056558 | 0.0062073 | 0.0066964 | 0.0071887 | 0.0076778 | 0.0081683 | 0.0086612 | 0.0091322 | 0.0095745 | 0.0099884 | 0.010291 | 0.010593 | 0.010868 | 0.011115 | 0.011334 | 0.011554 | 0.011775
Gen_BB013 | MW | SEPD | Leading the Way | Sloy | 0.073558 | 0.073571 | 0.073574 | 0.073584 | 0.073591 | 0.073616 | 0.073644 | 0.073616 | 0.073539 | 0.073429 | 0.073306 | 0.073173 | 0.073117 | 0.073126 | 0.073187 | 0.073285 | 0.078345 | 0.082943 | 0.087558 | 0.09215 | 0.096752 | 0.10243 | 0.10794 | 0.11322 | 0.11829 | 0.12254 | 0.12679 | 0.13083 | 0.13468 | 0.13833 | 0.14199 | 0.14566
Gen_BB014 | MW | SEPD | Leading the Way | Sloy | 0 | 0 | 0 | 0 | 0 | 0 | 0 | 0 | 0 | 0 | 0 | 0 | 0 | 0 | 0 | 0 | 0 | 0 | 0 | 0 | 0 | 0 | 0 | 0 | 0 | 0 | 0 | 0 | 0 | 0 | 0 | 0
Gen_BB015 | MW | SEPD | Leading the Way | Sloy | 0 | 0 | 0 | 0 | 0 | 0 | 0 | 0 | 0 | 0 | 0 | 0 | 0 | 0 | 0 | 0 | 0 | 0 | 0 | 0 | 0 | 0 | 0 | 0 | 0 | 0 | 0 | 0 | 0 | 0 | 0 | 0
Gen_BB016 | MW | SEPD | Leading the Way | Sloy | 0 | 0 | 0 | 0 | 0 | 0 | 0 | 0 | 0 | 0 | 0 | 0 | 0 | 0 | 0 | 0 | 0 | 0 | 0 | 0 | 0 | 0 | 0 | 0 | 0 | 0 | 0 | 0 | 0 | 0 | 0 | 0
Gen_BB017 | MW | SEPD | Leading the Way | Sloy | 0 | 0 | 0 | 0 | 0 | 0 | 0 | 0 | 0 | 0 | 0 | 0 | 0 | 0 | 0 | 0 | 0 | 0 | 0 | 0 | 0 | 0 | 0 | 0 | 0 | 0 | 0 | 0 | 0 | 0 | 0 | 0
Gen_BB018 | MW | SEPD | Leading the Way | Sloy | 79.9 | 79.9 | 79.9 | 79.9 | 79.9253 | 80.0807 | 80.1349 | 80.2326 | 80.3197 | 80.4173 | 80.5043 | 80.602 | 80.689 | 80.7868 | 80.8843 | 80.9714 | 81.0692 | 81.1496 | 81.2349 | 81.304 | 81.3791 | 81.45 | 81.5061 | 81.5696 | 81.6299 | 81.6769 | 81.7317 | 81.7844 | 81.835 | 81.873 | 81.9202 | 81.9658
Hydrogen electrolysis | MW | SEPD | Leading the Way | Sloy | 0 | 0 | 0 | 0 | 0 | 0 | 0 | 0 | 0 | 0 | 0 | 0 | 0 | 0 | 0 | 0 | 0 | 0 | 0 | 0 | 0 | 0 | 0 | 0 | 0 | 0 | 0 | 0 | 0 | 0 | 0 | 0
Lct_BB001 | Number | SEPD | Leading the Way | Sloy | 2.7692 | 4.6109 | 8.2731 | 16.767 | 28.8877 | 50.3382 | 75.6583 | 103.754 | 136.2306 | 175.0006 | 247.1552 | 331.2838 | 417.9329 | 508.4083 | 599.8981 | 691.0921 | 765.0168 | 823.4748 | 866.4773 | 895.142 | 912.9337 | 907.4248 | 899.0248 | 887.0874 | 872.2851 | 851.5077 | 826.4976 | 797.4587 | 764.2739 | 726.564 | 683.907 | 636.0318
Lct_BB003 | Number | SEPD | Leading the Way | Sloy | 0 | 0 | 0 | 0 | 0 | 0 | 0 | 0 | 0 | 0 | 0 | 0 | 0.18272 | 0.34465 | 0.53454 | 0.71831 | 0.89439 | 1.0471 | 1.1762 | 1.2638 | 1.33 | 1.3959 | 1.427 | 1.4752 | 1.5375 | 1.5868 | 1.6354 | 1.6354 | 1.6354 | 1.6354 | 1.6354 | 1.6354
Lct_BB005 | Number | SEPD | Leading the Way | Sloy | 23.1714 | 26.9907 | 27.5767 | 36.0625 | 59.794 | 80.5192 | 104.4135 | 125.409 | 157.2542 | 189.9502 | 226.1705 | 278.021 | 300.9983 | 323.376 | 344.5882 | 364.603 | 384.6196 | 394.8503 | 404.7838 | 416.5052 | 422.1112 | 428.1349 | 431.0371 | 433.9475 | 439.5977 | 445.3747 | 451.219 | 452.419 | 453.619 | 454.819 | 456.019 | 457.219
Lct_BB006 | Number | SEPD | Leading the Way | Sloy | 0 | 0 | 0 | 0 | 0 | 0 | 0 | 0 | 0 | 0 | 0 | 0 | 0 | 0 | 0 | 0 | 0 | 0 | 0 | 0 | 0 | 0 | 0 | 0 | 0 | 0 | 0 | 0 | 0 | 0 | 0 | 0
Lct_BB007 | Number | SEPD | Leading the Way | Sloy | 0 | 0 | 0 | 0 | 0 | 0 | 0 | 0 | 0 | 0 | 0 | 0 | 0 | 0 | 0 | 0 | 0 | 0 | 0 | 0 | 0 | 0 | 0 | 0 | 0 | 0 | 0 | 0 | 0 | 0 | 0 | 0
Lct_BB008 | Number | SEPD | Leading the Way | Sloy | 0 | 0 | 0 | 0 | 0 | 0 | 0 | 0 | 0 | 0 | 0 | 0 | 0 | 0 | 0 | 0 | 0 | 0 | 0 | 0 | 0 | 0 | 0 | 0 | 0 | 0 | 0 | 0 | 0 | 0 | 0 | 0
Lct_BB010b | MW | SEPD | Leading the Way | Sloy | 0.021 | 0.0252 | 0.0392 | 0.0714 | 0.112 | 0.1778 | 0.2394 | 0.3304 | 0.4508 | 0.616 | 0.90785 | 1.2374 | 1.5457 | 2.2729 | 2.8814 | 3.1046 | 3.2184 | 3.2446 | 3.2656 | 3.2731 | 3.2788 | 3.2807 | 3.2821 | 3.283 | 3.2835 | 3.2835 | 3.2835 | 3.2835 | 3.2835 | 3.2835 | 3.2835 | 3.2835
Lct_BB011b | MW | SEPD | Leading the Way | Sloy | 0 | 0.0009 | 0.00514 | 0.01161 | 0.01945 | 0.02832 | 0.04051 | 0.05511 | 0.07274 | 0.09037 | 0.11012 | 0.13241 | 0.15983 | 0.18934 | 0.21862 | 0.24575 | 0.26878 | 0.28621 | 0.29811 | 0.30475 | 0.30733 | 0.30763 | 0.30768 | 0.30778 | 0.30793 | 0.30818 | 0.30848 | 0.30848 | 0.30848 | 0.30848 | 0.30848 | 0.30918
Lct_BB012b | MW | SEPD | Leading the Way | Sloy | 0.15 | 0.1569 | 0.16403 | 0.17655 | 0.18894 | 0.19956 | 0.21044 | 0.23063 | 0.25505 | 0.28579 | 0.32212 | 0.36384 | 0.42403 | 0.49066 | 0.55952 | 0.6271 | 0.68898 | 0.74227 | 0.7858 | 0.81965 | 0.84571 | 0.85671 | 0.86518 | 0.87116 | 0.87496 | 0.87675 | 0.87675 | 0.87675 | 0.87675 | 0.87675 | 0.87675 | 0.87675
Lct_BB013b | MW | SEPD | Leading the Way | Sloy | 0 | 0.0022 | 0.00449 | 0.00917 | 0.01344 | 0.01797 | 0.02713 | 0.04026 | 0.05467 | 0.06194 | 0.06923 | 0.07735 | 0.087 | 0.0968 | 0.10617 | 0.11425 | 0.12059 | 0.12484 | 0.12712 | 0.12756 | 0.12756 | 0.12756 | 0.12756 | 0.12756 | 0.12756 | 0.12756 | 0.12756 | 0.12756 | 0.12756 | 0.12756 | 0.12756 | 0.12756
Lct_BB014 | Number | SEPD | Leading the Way | Sloy | 0.51713 | 0.52109 | 0.5213 | 0.52578 | 0.53046 | 0.53166 | 0.53626 | 0.5375 | 0.54039 | 0.54327 | 0.54616 | 0.54904 | 0.55193 | 0.55481 | 0.5577 | 0.56059 | 0.56347 | 0.56636 | 0.56924 | 0.57213 | 0.57502 | 0.5779 | 0.58079 | 0.58367 | 0.58656 | 0.58945 | 0.59233 | 0.59522 | 0.5981 | 0.60099 | 0.60388 | 0.60676
Other generation | MW | SEPD | Leading the Way | Sloy | 0 | 0 | 0 | 0 | 0 | 0 | 0 | 0 | 0 | 0 | 0 | 0 | 0 | 0 | 0 | 0 | 0 | 0 | 0 | 0 | 0 | 0 | 0 | 0 | 0 | 0 | 0 | 0 | 0 | 0 | 0 | 0
Srg_BB001 | MW | SEPD | Leading the Way | Sloy | 0 | 0 | 0 | 0 | 0 | 0 | 0 | 0.12277 | 0.24553 | 0.3683 | 0.49107 | 0.61383 | 1.3873 | 2.1607 | 2.9341 | 3.7075 | 4.481 | 4.8161 | 5.1513 | 5.4864 | 5.8216 | 6.1567 | 6.2305 | 6.3042 | 6.3779 | 6.4517 | 6.5254 | 6.5254 | 6.5254 | 6.5254 | 6.5254 | 6.5254
Srg_BB002 | MW | SEPD | Leading the Way | Sloy | 0 | 0 | 0.00144 | 0.0029037 | 0.0044022 | 0.0059635 | 0.0076064 | 0.017219 | 0.020819 | 0.024543 | 0.028669 | 0.032954 | 0.038824 | 0.044891 | 0.051129 | 0.057519 | 0.064394 | 0.070085 | 0.075769 | 0.081754 | 0.087996 | 0.094528 | 0.097306 | 0.09993 | 0.10235 | 0.10457 | 0.10609 | 0.10758 | 0.10888 | 0.11 | 0.11093 | 0.11184
Data centres (MW) | MW | SEPD | Leading the Way | St Fergus Gas | 0 | 0 | 0 | 0 | 0 | 0 | 0 | 0 | 0 | 0 | 0 | 0 | 0 | 0 | 0 | 0 | 0 | 0 | 0 | 0 | 0 | 0 | 0 | 0 | 0 | 0 | 0 | 0 | 0 | 0 | 0 | 0
Dem_BB001a | Number of homes (cumulative) | SEPD | Leading the Way | St Fergus Gas | 0 | 0 | 4 | 7 | 11 | 15 | 16 | 17 | 18 | 19 | 20 | 21 | 22 | 22 | 22 | 22 | 22 | 22.076 | 22.159 | 22.2321 | 22.2984 | 22.3607 | 22.3952 | 22.4236 | 22.4464 | 22.4645 | 22.4794 | 22.4915 | 22.5014 | 22.5085 | 22.5132 | 22.5155
Dem_BB002b | Floorspace (m2) (cumulative) | SEPD | Leading the Way | St Fergus Gas | 0 | 0 | 0 | 0 | 0 | 0 | 0 | 0 | 0 | 0 | 0 | 0 | 0 | 0 | 0 | 0 | 0 | 0 | 0 | 0 | 0 | 0 | 0 | 0 | 0 | 0 | 0 | 0 | 0 | 0 | 0 | 0
Domestic direct electric heating | Number | SEPD | Leading the Way | St Fergus Gas | 79.9852 | 79.985 | 80.4172 | 80.0128 | 79.29 | 78.0638 | 75.5545 | 73.1193 | 70.7965 | 68.5795 | 66.3973 | 64.8446 | 64.1343 | 63.7446 | 63.4095 | 63.0763 | 62.8504 | 62.6238 | 62.3951 | 62.1648 | 61.9327 | 61.7021 | 61.5686 | 61.4334 | 61.297 | 61.1594 | 61.0188 | 60.8755 | 60.7272 | 60.5781 | 60.4274 | 60.2763
Gas: Hydrogen peaking | MW | SEPD | Leading the Way | St Fergus Gas | 0 | 0 | 0 | 0 | 0 | 0 | 0 | 0 | 0 | 0 | 0 | 0 | 0 | 0 | 0 | 0 | 0 | 0 | 0 | 0 | 0 | 0 | 0 | 0 | 0 | 0 | 0 | 0 | 0 | 0 | 0 | 0
Gen_BB001 | MW | SEPD | Leading the Way | St Fergus Gas | 0 | 0 | 0 | 0 | 0 | 0 | 0 | 0 | 0 | 0 | 0 | 0 | 0 | 0 | 0 | 0 | 0 | 0 | 0 | 0 | 0 | 0 | 0 | 0 | 0 | 0 | 0 | 0 | 0 | 0 | 0 | 0
Gen_BB004 | MW | SEPD | Leading the Way | St Fergus Gas | 0 | 0 | 0 | 0 | 0 | 0 | 0 | 0 | 0 | 0 | 0 | 0 | 0 | 0 | 0 | 0 | 0 | 0 | 0 | 0 | 0 | 0 | 0 | 0 | 0 | 0 | 0 | 0 | 0 | 0 | 0 | 0
Gen_BB005 | MW | SEPD | Leading the Way | St Fergus Gas | 0 | 0 | 0 | 0 | 0 | 0 | 0 | 0 | 0 | 0 | 0 | 0 | 0 | 0 | 0 | 0 | 0 | 0 | 0 | 0 | 0 | 0 | 0 | 0 | 0 | 0 | 0 | 0 | 0 | 0 | 0 | 0
Gen_BB006 | MW | SEPD | Leading the Way | St Fergus Gas | 0 | 0 | 0 | 0 | 0 | 0 | 0 | 0 | 0 | 0 | 0 | 0 | 0 | 0 | 0 | 0 | 0 | 0 | 0 | 0 | 0 | 0 | 0 | 0 | 0 | 0 | 0 | 0 | 0 | 0 | 0 | 0
Gen_BB008 | MW | SEPD | Leading the Way | St Fergus Gas | 0 | 0 | 0 | 0 | 0 | 0 | 0 | 0 | 0 | 0 | 0 | 0 | 0 | 0 | 0 | 0 | 0 | 0 | 0 | 0 | 0 | 0 | 0 | 0 | 0 | 0 | 0 | 0 | 0 | 0 | 0 | 0
Gen_BB010 | MW | SEPD | Leading the Way | St Fergus Gas | 0 | 0 | 0 | 0 | 0 | 0 | 0 | 0 | 0 | 0 | 0 | 0 | 0 | 0 | 0 | 0 | 0 | 0 | 0 | 0 | 0 | 0 | 0 | 0 | 0 | 0 | 0 | 0 | 0 | 0 | 0 | 0
Gen_BB011 | MW | SEPD | Leading the Way | St Fergus Gas | 0 | 0 | 0 | 0 | 0 | 0 | 0 | 0 | 0 | 0 | 0 | 0 | 0 | 0 | 0 | 0 | 0 | 0 | 0 | 0 | 0 | 0 | 0 | 0 | 0 | 0 | 0 | 0 | 0 | 0 | 0 | 0
Gen_BB012 | MW | SEPD | Leading the Way | St Fergus Gas | 0.029 | 0.029376 | 0.029939 | 27.222 | 32.2619 | 32.3551 | 32.4667 | 32.8972 | 33.2911 | 33.7388 | 34.2036 | 34.6926 | 35.2605 | 35.8719 | 36.4443 | 37.0363 | 37.6574 | 38.3065 | 38.8816 | 39.3805 | 39.7314 | 39.9563 | 40.1689 | 40.385 | 40.7935 | 41.19 | 41.5872 | 41.9453 | 42.2642 | 42.5438 | 42.7868 | 42.993
Gen_BB013 | MW | SEPD | Leading the Way | St Fergus Gas | 0.17422 | 0.17562 | 0.17846 | 0.18192 | 0.18678 | 0.19242 | 0.19761 | 0.20723 | 0.21658 | 0.22786 | 0.23904 | 0.25013 | 0.2612 | 0.27133 | 0.28245 | 0.29362 | 0.30603 | 0.31727 | 0.32856 | 0.33981 | 0.35108 | 0.36236 | 0.37428 | 0.38564 | 0.39645 | 0.40521 | 0.41394 | 0.42217 | 0.4299 | 0.43714 | 0.44438 | 0.45165
Gen_BB014 | MW | SEPD | Leading the Way | St Fergus Gas | 0 | 0 | 0 | 0 | 0 | 0 | 0 | 0 | 0 | 0 | 0 | 0 | 0 | 0 | 0 | 0 | 0 | 0 | 0 | 0 | 0 | 0 | 0 | 0 | 0 | 0 | 0 | 0 | 0 | 0 | 0 | 0
Gen_BB015 | MW | SEPD | Leading the Way | St Fergus Gas | 17.7 | 17.7 | 17.7 | 17.7 | 17.7 | 17.7 | 17.7 | 17.7 | 17.7 | 17.8072 | 17.9241 | 18.0427 | 19.8143 | 22.6916 | 26.4993 | 26.6303 | 26.7644 | 26.9068 | 27.058 | 27.2186 | 27.3787 | 27.5424 | 27.7035 | 27.8543 | 27.9987 | 28.1353 | 28.2695 | 28.4024 | 28.5332 | 28.6692 | 28.8023 | 28.9402
Gen_BB016 | MW | SEPD | Leading the Way | St Fergus Gas | 1.3173 | 1.3173 | 1.3175 | 1.3177 | 1.3181 | 1.3199 | 1.321 | 1.3231 | 1.3269 | 1.3331 | 2.1441 | 2.1554 | 2.1691 | 2.1815 | 2.1938 | 2.7112 | 2.724 | 2.7368 | 2.7471 | 2.7572 | 2.7671 | 2.7769 | 2.7865 | 2.7959 | 2.8051 | 2.8141 | 2.823 | 2.8319 | 2.8409 | 2.85 | 2.8592 | 2.8685
Gen_BB017 | MW | SEPD | Leading the Way | St Fergus Gas | 0 | 0 | 0 | 0 | 0 | 0 | 0 | 0 | 0 | 0 | 0 | 0 | 0 | 0 | 0 | 0 | 0 | 0 | 0 | 0 | 0 | 0 | 0 | 0 | 0 | 0 | 0 | 0 | 0 | 0 | 0 | 0
Gen_BB018 | MW | SEPD | Leading the Way | St Fergus Gas | 0 | 0 | 0 | 0 | 0 | 0 | 0 | 0 | 0 | 0 | 0 | 0 | 0 | 0 | 0 | 0 | 0 | 0 | 0 | 0 | 0 | 0 | 0 | 0 | 0 | 0 | 0 | 0 | 0 | 0 | 0 | 0
Hydrogen electrolysis | MW | SEPD | Leading the Way | St Fergus Gas | 0 | 0 | 0 | 0 | 0 | 0 | 0 | 0 | 0 | 0 | 0 | 0 | 0 | 0 | 0 | 0 | 0 | 0 | 0 | 0 | 0 | 0 | 0 | 0 | 0 | 0 | 0 | 0 | 0 | 0 | 0 | 0
Lct_BB001 | Number | SEPD | Leading the Way | St Fergus Gas | 4.2737 | 7.123 | 13.593 | 27.3267 | 46.9489 | 76.8452 | 113.9157 | 156.2252 | 206.7827 | 269.3071 | 364.2619 | 472.3389 | 585.2144 | 704.3464 | 827.4707 | 953.3655 | 1065.6705 | 1160.7771 | 1238.0268 | 1297.8048 | 1343.2894 | 1358.3948 | 1367.5333 | 1369.7347 | 1365.831 | 1350.1824 | 1319.6086 | 1283.8086 | 1242.6252 | 1195.7012 | 1142.5319 | 1083.1263
Lct_BB003 | Number | SEPD | Leading the Way | St Fergus Gas | 2.6294 | 3.0719 | 4.9514 | 8.0332 | 11.6233 | 16.3522 | 25.617 | 34.8294 | 49.1613 | 62.068 | 76.807 | 97.0104 | 115.9936 | 137.1447 | 160.2747 | 183.7495 | 205.9168 | 225.0377 | 240.2943 | 251.4457 | 259.2231 | 264.7336 | 268.4041 | 271.2351 | 273.5598 | 275.8533 | 278.3078 | 277.4207 | 277.0775 | 277.2166 | 277.7824 | 278.7193
Lct_BB005 | Number | SEPD | Leading the Way | St Fergus Gas | 5.3091 | 6.5742 | 7.0436 | 11.3738 | 20.5156 | 31.5433 | 41.3864 | 52.9792 | 69.5156 | 86.9593 | 106.7162 | 147.3252 | 169.6135 | 191.2317 | 213.4693 | 235.7917 | 258.7824 | 274.7509 | 292.6885 | 316.8806 | 338.6624 | 367.2044 | 383.0234 | 398.9094 | 414.7161 | 430.7276 | 446.9144 | 448.7144 | 450.5144 | 452.3144 | 454.1144 | 455.9144
Lct_BB006 | Number | SEPD | Leading the Way | St Fergus Gas | 0 | 0 | 0.569 | 1.1306 | 1.6851 | 2.2322 | 2.7715 | 3.9227 | 5.0554 | 6.1696 | 7.2656 | 10.1155 | 16.6297 | 23.0717 | 29.4412 | 35.7383 | 41.9631 | 49.4056 | 56.7618 | 64.031 | 71.2139 | 78.3097 | 82.2534 | 86.1706 | 90.0615 | 93.9253 | 97.7628 | 97.7628 | 97.7628 | 97.7628 | 97.7628 | 97.7628
Lct_BB007 | Number | SEPD | Leading the Way | St Fergus Gas | 0.7182 | 0.93456 | 0.91562 | 1.5241 | 2.8378 | 3.8199 | 4.83 | 5.835 | 7.1912 | 8.5611 | 10.0665 | 11.8316 | 12.7096 | 13.5764 | 14.4319 | 15.2761 | 16.109 | 16.6094 | 17.1446 | 17.843 | 18.3742 | 19.0285 | 19.2996 | 19.6476 | 19.9972 | 20.3484 | 20.7012 | 20.71 | 20.7252 | 20.7426 | 20.7621 | 20.7837
Lct_BB008 | Number | SEPD | Leading the Way | St Fergus Gas | 0 | 0 | 0.03128 | 0.06216 | 0.09263 | 0.1227 | 0.15236 | 0.21564 | 0.2779 | 0.33916 | 0.39939 | 0.45859 | 0.59393 | 0.72777 | 0.8601 | 0.99092 | 1.1202 | 1.2749 | 1.4277 | 1.5788 | 1.728 | 1.8755 | 1.9574 | 2.0388 | 2.1196 | 2.1999 | 2.2796 | 2.2796 | 2.2796 | 2.2796 | 2.2796 | 2.2796
Lct_BB010b | MW | SEPD | Leading the Way | St Fergus Gas | 0.014 | 0.0252 | 0.049 | 0.1008 | 0.1568 | 0.2772 | 0.441 | 0.574 | 0.7448 | 0.959 | 1.3851 | 1.7924 | 2.5811 | 3.2292 | 3.4589 | 3.7641 | 3.955 | 3.9964 | 4.0212 | 4.0307 | 4.0337 | 4.0346 | 4.0354 | 4.0358 | 4.0361 | 4.0361 | 4.0361 | 4.0361 | 4.0361 | 4.0361 | 4.0361 | 4.0361
Lct_BB011b | MW | SEPD | Leading the Way | St Fergus Gas | 0 | 0.0029 | 0.0076 | 0.01744 | 0.029 | 0.0422 | 0.06071 | 0.08366 | 0.11128 | 0.13801 | 0.16791 | 0.20151 | 0.24229 | 0.28615 | 0.32985 | 0.37031 | 0.40448 | 0.43056 | 0.44818 | 0.45807 | 0.46214 | 0.46263 | 0.46273 | 0.46292 | 0.4632 | 0.4636 | 0.46415 | 0.46415 | 0.46415 | 0.46415 | 0.46416 | 0.46537
Lct_BB012b | MW | SEPD | Leading the Way | St Fergus Gas | 0 | 0.0003 | 0.00057 | 0.00105 | 0.00147 | 0.00166 | 0.00172 | 0.00273 | 0.00394 | 0.00541 | 0.00708 | 0.00888 | 0.0114 | 0.01398 | 0.01647 | 0.01869 | 0.02045 | 0.02172 | 0.0225 | 0.02284 | 0.02288 | 0.02288 | 0.02288 | 0.02288 | 0.02288 | 0.02288 | 0.02288 | 0.02288 | 0.02288 | 0.02288 | 0.02288 | 0.02288
Lct_BB013b | MW | SEPD | Leading the Way | St Fergus Gas | 0 | 0 | 0 | 0 | 0 | 0 | 0 | 0 | 0 | 0 | 0 | 0 | 0 | 0 | 0 | 0 | 0 | 0 | 0 | 0 | 0 | 0 | 0 | 0 | 0 | 0 | 0 | 0 | 0 | 0 | 0 | 0
Lct_BB014 | Number | SEPD | Leading the Way | St Fergus Gas | 0.51713 | 0.52109 | 0.5213 | 0.52578 | 0.53046 | 0.53166 | 0.53626 | 0.5375 | 0.54039 | 0.54327 | 0.54616 | 0.54904 | 0.55193 | 0.55481 | 0.5577 | 0.56059 | 0.56347 | 0.56636 | 0.56924 | 0.57213 | 0.57502 | 0.5779 | 0.58079 | 0.58367 | 0.58656 | 0.58945 | 0.59233 | 0.59522 | 0.5981 | 0.60099 | 0.60388 | 0.60676
Other generation | MW | SEPD | Leading the Way | St Fergus Gas | 0 | 0 | 0 | 0 | 0 | 0 | 0 | 0 | 0 | 0 | 0 | 0 | 0 | 0 | 0 | 0 | 0 | 0 | 0 | 0 | 0 | 0 | 0 | 0 | 0 | 0 | 0 | 0 | 0 | 0 | 0 | 0
Srg_BB001 | MW | SEPD | Leading the Way | St Fergus Gas | 0 | 0 | 0.014328 | 0.028404 | 0.043716 | 0.060251 | 0.08664 | 0.21515 | 0.27395 | 0.3345 | 0.39399 | 0.49178 | 0.50568 | 0.52858 | 0.55337 | 0.58101 | 0.64678 | 0.73478 | 0.8271 | 0.91866 | 1.011 | 1.1068 | 1.1367 | 1.1672 | 1.196 | 1.2251 | 1.2536 | 1.269 | 1.2837 | 1.2977 | 1.3116 | 1.3247
Srg_BB002 | MW | SEPD | Leading the Way | St Fergus Gas | 0 | 0 | 0.0034779 | 0.0070651 | 0.010807 | 0.014787 | 0.019076 | 0.045364 | 0.055645 | 0.066828 | 0.079829 | 0.093952 | 0.11413 | 0.13582 | 0.15897 | 0.18353 | 0.20951 | 0.23071 | 0.25161 | 0.27335 | 0.29577 | 0.31899 | 0.32877 | 0.33793 | 0.34633 | 0.35399 | 0.3592 | 0.3643 | 0.36874 | 0.37254 | 0.37569 | 0.37878
Data centres (MW) | MW | SEPD | Leading the Way | St Fillans | 0 | 0 | 0 | 0 | 0 | 0 | 0 | 0 | 0 | 0 | 0 | 0 | 0 | 0 | 0 | 0 | 0 | 0 | 0 | 0 | 0 | 0 | 0 | 0 | 0 | 0 | 0 | 0 | 0 | 0 | 0 | 0
Dem_BB001a | Number of homes (cumulative) | SEPD | Leading the Way | St Fillans | 0 | 0 | 0 | 0 | 0 | 0 | 0 | 0 | 0 | 0 | 0 | 0 | 0 | 0 | 0 | 0 | 0 | 0.16488 | 0.34505 | 0.50379 | 0.64766 | 0.79643 | 0.87894 | 0.94672 | 1.0013 | 1.0446 | 1.0802 | 1.1092 | 1.1326 | 1.1497 | 1.161 | 1.1664
Dem_BB002b | Floorspace (m2) (cumulative) | SEPD | Leading the Way | St Fillans | 0 | 0 | 0 | 0 | 0 | 0 | 0 | 0 | 0 | 0 | 0 | 0 | 0 | 0 | 0 | 0 | 0 | 0 | 0 | 0 | 0 | 0 | 0 | 0 | 0 | 0 | 0 | 0 | 0 | 0 | 0 | 0
Domestic direct electric heating | Number | SEPD | Leading the Way | St Fillans | 199.3478 | 199.3469 | 199.3473 | 193.1833 | 184.0595 | 172.2204 | 157.9834 | 147.3103 | 137.0604 | 127.2219 | 118.3123 | 111.7551 | 112.0761 | 112.3687 | 110.7193 | 109.1856 | 107.6657 | 106.1541 | 104.6521 | 103.1599 | 102.4146 | 101.9041 | 101.4888 | 101.0726 | 100.6553 | 100.2362 | 99.8143 | 99.3909 | 98.9621 | 98.5326 | 98.102 | 97.6717
Gas: Hydrogen peaking | MW | SEPD | Leading the Way | St Fillans | 0 | 0 | 0 | 0 | 0 | 0 | 0 | 0 | 0 | 0 | 0 | 0 | 0 | 0 | 0 | 0 | 0 | 0 | 0 | 0 | 0 | 0 | 0 | 0 | 0 | 0 | 0 | 0 | 0 | 0 | 0 | 0
Gen_BB001 | MW | SEPD | Leading the Way | St Fillans | 0 | 0 | 0 | 0 | 0 | 0 | 0 | 0 | 0 | 0 | 0 | 0 | 0 | 0 | 0 | 0 | 0 | 0 | 0 | 0 | 0 | 0 | 0 | 0 | 0 | 0 | 0 | 0 | 0 | 0 | 0 | 0
Gen_BB004 | MW | SEPD | Leading the Way | St Fillans | 0 | 0 | 0 | 0 | 0 | 0 | 0 | 0 | 0 | 0 | 0 | 0 | 0 | 0 | 0 | 0 | 0 | 0 | 0 | 0 | 0 | 0 | 0 | 0 | 0 | 0 | 0 | 0 | 0 | 0 | 0 | 0
Gen_BB005 | MW | SEPD | Leading the Way | St Fillans | 0 | 0 | 0 | 0 | 0 | 0 | 0 | 0 | 0 | 0 | 0 | 0 | 0 | 0 | 0 | 0 | 0 | 0 | 0 | 0 | 0 | 0 | 0 | 0 | 0 | 0 | 0 | 0 | 0 | 0 | 0 | 0
Gen_BB006 | MW | SEPD | Leading the Way | St Fillans | 0 | 0 | 0 | 0 | 0 | 0 | 0 | 0 | 0 | 0 | 0 | 0 | 0 | 0 | 0 | 0 | 0 | 0 | 0 | 0 | 0 | 0 | 0 | 0 | 0 | 0 | 0 | 0 | 0 | 0 | 0 | 0
Gen_BB008 | MW | SEPD | Leading the Way | St Fillans | 0 | 0 | 0 | 0 | 0 | 0 | 0 | 0 | 0 | 0 | 0 | 0 | 0 | 0 | 0 | 0 | 0 | 0 | 0 | 0 | 0 | 0 | 0 | 0 | 0 | 0 | 0 | 0 | 0 | 0 | 0 | 0
Gen_BB010 | MW | SEPD | Leading the Way | St Fillans | 0 | 0 | 0 | 0 | 0 | 0 | 0 | 0 | 0 | 0 | 0 | 0 | 0 | 0 | 0 | 0 | 0 | 0 | 0 | 0 | 0 | 0 | 0 | 0 | 0 | 0 | 0 | 0 | 0 | 0 | 0 | 0
Gen_BB011 | MW | SEPD | Leading the Way | St Fillans | 0 | 0 | 0 | 0 | 0 | 0 | 0 | 0 | 0 | 0 | 0 | 0 | 0 | 0 | 0 | 0 | 0 | 0 | 0 | 0 | 0 | 0 | 0 | 0 | 0 | 0 | 0 | 0 | 0 | 0 | 0 | 0
Gen_BB012 | MW | SEPD | Leading the Way | St Fillans | 0 | 0.00037977 | 0.000962 | 0.0017028 | 0.0026727 | 0.003767 | 0.0050935 | 0.0077325 | 0.010315 | 0.013487 | 0.016636 | 0.01975 | 0.022839 | 0.025917 | 0.028996 | 0.032087 | 0.034911 | 0.037399 | 0.039888 | 0.042351 | 0.044809 | 0.04727 | 0.049614 | 0.051811 | 0.053866 | 0.055371 | 0.056876 | 0.058245 | 0.059479 | 0.060578 | 0.061682 | 0.06279
Gen_BB013 | MW | SEPD | Leading the Way | St Fillans | 0.17422 | 0.17733 | 0.18197 | 0.18785 | 0.19549 | 0.20409 | 0.21442 | 0.23473 | 0.25441 | 0.27834 | 0.30196 | 0.32528 | 0.3482 | 0.37274 | 0.3972 | 0.42267 | 0.44477 | 0.4647 | 0.48469 | 0.5046 | 0.5256 | 0.54665 | 0.56797 | 0.58821 | 0.60743 | 0.62279 | 0.63811 | 0.65248 | 0.66591 | 0.67838 | 0.69088 | 0.7034
Gen_BB014 | MW | SEPD | Leading the Way | St Fillans | 0 | 0 | 0 | 0 | 0 | 0 | 0 | 0 | 0 | 0 | 0 | 0 | 0 | 0 | 0 | 0 | 0 | 0 | 0 | 0 | 0 | 0 | 0 | 0 | 0 | 0 | 0 | 0 | 0 | 0 | 0 | 0
Gen_BB015 | MW | SEPD | Leading the Way | St Fillans | 0 | 0 | 0 | 0 | 0 | 0 | 0 | 0 | 0 | 0.14468 | 0.30245 | 0.46252 | 0.69401 | 0.85232 | 1.0246 | 1.2014 | 1.3824 | 1.5746 | 1.7787 | 1.9954 | 2.2114 | 2.4323 | 2.6497 | 2.8532 | 3.0481 | 3.2325 | 3.4136 | 3.5929 | 3.7695 | 3.9529 | 4.1325 | 4.3187
Gen_BB016 | MW | SEPD | Leading the Way | St Fillans | 0.023378 | 0.023378 | 0.023571 | 0.023882 | 0.024394 | 0.026856 | 0.028381 | 0.031179 | 0.036311 | 0.044735 | 0.059524 | 0.074764 | 0.093314 | 0.10994 | 0.12656 | 0.15 | 0.16728 | 0.18458 | 0.19847 | 0.21213 | 0.22555 | 0.23872 | 0.25166 | 0.26435 | 0.27679 | 0.28897 | 0.30089 | 0.31293 | 0.32509 | 0.33737 | 0.34977 | 0.3623
Gen_BB017 | MW | SEPD | Leading the Way | St Fillans | 0 | 0 | 0 | 0 | 0 | 0 | 0 | 0 | 0 | 0 | 0 | 0 | 0 | 0 | 0 | 0 | 0 | 0 | 0 | 0 | 0 | 0 | 0 | 0 | 0 | 0 | 0 | 0 | 0 | 0 | 0 | 0
Gen_BB018 | MW | SEPD | Leading the Way | St Fillans | 7.5999 | 7.5999 | 7.5999 | 7.5999 | 7.6249 | 7.7782 | 7.8317 | 7.9282 | 8.0142 | 8.1105 | 8.1963 | 8.2928 | 8.3787 | 8.4753 | 8.5715 | 8.6574 | 8.754 | 8.8333 | 8.9175 | 8.9857 | 9.0599 | 9.1298 | 9.1852 | 9.2479 | 9.3074 | 9.3538 | 9.4079 | 9.4599 | 9.5099 | 9.5474 | 9.594 | 9.639
Hydrogen electrolysis | MW | SEPD | Leading the Way | St Fillans | 0 | 0 | 0 | 0 | 0 | 0 | 0 | 0 | 0 | 0 | 0 | 0 | 0 | 0 | 0 | 0 | 0 | 0 | 0 | 0 | 0 | 0 | 0 | 0 | 0 | 0 | 0 | 0 | 0 | 0 | 0 | 0
Lct_BB001 | Number | SEPD | Leading the Way | St Fillans | 6.3593 | 10.5159 | 18.8868 | 38.1537 | 65.4365 | 108.1928 | 160.3558 | 219.2896 | 288.8511 | 373.7545 | 509.4599 | 663.214 | 820.7127 | 983.9125 | 1148.6456 | 1312.8737 | 1450.1836 | 1557.5702 | 1635.3396 | 1685.795 | 1715.6664 | 1701.5548 | 1682.1538 | 1656.1775 | 1624.9737 | 1582.7591 | 1532.7552 | 1475.5046 | 1410.7597 | 1337.8998 | 1256.2286 | 1165.5459
Lct_BB003 | Number | SEPD | Leading the Way | St Fillans | 0 | 0 | 0 | 0 | 0 | 0 | 0 | 0 | 0 | 0 | 0 | 0 | 0 | 0 | 0 | 0 | 0 | 0 | 0 | 0 | 0 | 0 | 0 | 0 | 0 | 0 | 0 | 0 | 0 | 0 | 0 | 0
Lct_BB005 | Number | SEPD | Leading the Way | St Fillans | 14.3753 | 16.4265 | 16.9122 | 23.9459 | 38.6297 | 51.7981 | 67.1144 | 85.803 | 112.9517 | 141.7627 | 174.598 | 243.4247 | 280.9326 | 319.6773 | 358.4853 | 398.0214 | 437.7361 | 465.4057 | 496.5539 | 538.7334 | 577.5049 | 628.3263 | 656.176 | 684.1444 | 711.8779 | 739.9299 | 768.3285 | 771.3285 | 774.3285 | 777.3285 | 780.3285 | 783.3285
Lct_BB006 | Number | SEPD | Leading the Way | St Fillans | 0 | 0 | 1.0592 | 2.1046 | 3.1361 | 4.1538 | 5.1578 | 7.3005 | 9.408 | 11.4812 | 13.52 | 18.5892 | 30.1775 | 41.6369 | 52.9671 | 64.1692 | 75.2419 | 88.4815 | 101.567 | 114.4983 | 127.2748 | 139.8982 | 146.9133 | 153.8813 | 160.8019 | 167.6752 | 174.5006 | 174.5006 | 174.5006 | 174.5006 | 174.5006 | 174.5006
Lct_BB007 | Number | SEPD | Leading the Way | St Fillans | 4.442 | 5.7801 | 5.663 | 9.4265 | 17.5518 | 23.6255 | 29.8731 | 36.0889 | 44.4767 | 52.9496 | 62.2603 | 73.1773 | 78.608 | 83.9689 | 89.2599 | 94.4813 | 99.6328 | 102.728 | 106.0381 | 110.3575 | 113.6432 | 117.6899 | 119.3668 | 121.5193 | 123.6816 | 125.8537 | 128.0357 | 128.0903 | 128.1845 | 128.2919 | 128.4125 | 128.5463
Lct_BB008 | Number | SEPD | Leading the Way | St Fillans | 0 | 0 | 0.19347 | 0.38444 | 0.5729 | 0.75886 | 0.94233 | 1.3338 | 1.7189 | 2.0977 | 2.4702 | 2.8364 | 3.6735 | 4.5013 | 5.3198 | 6.129 | 6.9289 | 7.8854 | 8.8307 | 9.7648 | 10.6878 | 11.5997 | 12.1065 | 12.6099 | 13.1098 | 13.6064 | 14.0995 | 14.0995 | 14.0995 | 14.0995 | 14.0995 | 14.0995
Lct_BB010b | MW | SEPD | Leading the Way | St Fillans | 0.098 | 0.1204 | 0.147 | 0.2296 | 0.357 | 0.4872 | 0.6706 | 0.903 | 1.1746 | 1.512 | 2.1249 | 2.7133 | 3.4133 | 4.3297 | 5.5978 | 6.4625 | 6.9343 | 7.0926 | 7.1403 | 7.1629 | 7.1704 | 7.1715 | 7.1723 | 7.1728 | 7.1731 | 7.1731 | 7.1731 | 7.1731 | 7.1731 | 7.1731 | 7.1731 | 7.1731
Lct_BB011b | MW | SEPD | Leading the Way | St Fillans | 0.014 | 0.0162 | 0.02015 | 0.02932 | 0.03917 | 0.05092 | 0.07341 | 0.10969 | 0.1549 | 0.18529 | 0.21776 | 0.25557 | 0.28581 | 0.31879 | 0.35272 | 0.38459 | 0.41218 | 0.43371 | 0.44893 | 0.45771 | 0.46182 | 0.46359 | 0.46392 | 0.46458 | 0.46564 | 0.46709 | 0.4691 | 0.4691 | 0.4691 | 0.4691 | 0.46911 | 0.47352
Lct_BB012b | MW | SEPD | Leading the Way | St Fillans | 0 | 0.0008 | 0.00216 | 0.00393 | 0.0054 | 0.00608 | 0.0064 | 0.01005 | 0.01433 | 0.0196 | 0.02556 | 0.03211 | 0.04118 | 0.05065 | 0.05974 | 0.0679 | 0.07449 | 0.07928 | 0.08233 | 0.08381 | 0.08417 | 0.08426 | 0.08433 | 0.08438 | 0.08441 | 0.08442 | 0.08442 | 0.08442 | 0.08442 | 0.08442 | 0.08442 | 0.08442
Lct_BB013b | MW | SEPD | Leading the Way | St Fillans | 0 | 0.0005 | 0.00099 | 0.00202 | 0.00296 | 0.00396 | 0.00598 | 0.00887 | 0.01204 | 0.01364 | 0.01524 | 0.01703 | 0.01915 | 0.02131 | 0.02337 | 0.02515 | 0.02655 | 0.02749 | 0.02799 | 0.02809 | 0.02809 | 0.02809 | 0.02809 | 0.02809 | 0.02809 | 0.02809 | 0.02809 | 0.02809 | 0.02809 | 0.02809 | 0.02809 | 0.02809
Lct_BB014 | Number | SEPD | Leading the Way | St Fillans | 1.3345 | 1.3448 | 1.3453 | 1.3569 | 1.3689 | 1.372 | 1.3839 | 1.3871 | 1.3945 | 1.402 | 1.4094 | 1.4169 | 1.4243 | 1.4318 | 1.4392 | 1.4467 | 1.4541 | 1.4616 | 1.469 | 1.4765 | 1.4839 | 1.4914 | 1.4988 | 1.5063 | 1.5137 | 1.5211 | 1.5286 | 1.536 | 1.5435 | 1.5509 | 1.5584 | 1.5658
Other generation | MW | SEPD | Leading the Way | St Fillans | 0 | 0 | 0 | 0 | 0 | 0 | 0 | 0 | 0 | 0 | 0 | 0 | 0 | 0 | 0 | 0 | 0 | 0 | 0 | 0 | 0 | 0 | 0 | 0 | 0 | 0 | 0 | 0 | 0 | 0 | 0 | 0
Srg_BB001 | MW | SEPD | Leading the Way | St Fillans | 0 | 0.060162 | 0.079414 | 0.086633 | 0.093852 | 0.10107 | 0.18049 | 0.41151 | 0.46686 | 0.52751 | 0.59349 | 0.66578 | 0.67589 | 0.68638 | 0.69697 | 0.70784 | 0.72086 | 0.74045 | 0.76096 | 0.78211 | 0.80401 | 0.8269 | 0.85985 | 0.89305 | 0.92627 | 0.95969 | 0.99321 | 0.99516 | 0.9971 | 0.99904 | 1.001 | 1.003
Srg_BB002 | MW | SEPD | Leading the Way | St Fillans | 0 | 0 | 0.0035614 | 0.0072981 | 0.011279 | 0.015607 | 0.020391 | 0.051041 | 0.063496 | 0.07761 | 0.094608 | 0.11366 | 0.14161 | 0.17238 | 0.2059 | 0.24215 | 0.28082 | 0.31261 | 0.34415 | 0.37716 | 0.4114 | 0.44705 | 0.46214 | 0.47634 | 0.4894 | 0.50135 | 0.50949 | 0.51749 | 0.52446 | 0.53041 | 0.53537 | 0.54025
Data centres (MW) | MW | SEPD | Leading the Way | Strathleven | 0 | 0 | 0 | 0 | 0 | 0 | 0 | 0 | 0 | 0 | 0 | 0 | 0 | 0 | 0 | 0 | 0 | 0 | 0 | 0 | 0 | 0 | 0 | 0 | 0 | 0 | 0 | 0 | 0 | 0 | 0 | 0
Dem_BB001a | Number of homes (cumulative) | SEPD | Leading the Way | Strathleven | 0 | 23 | 35 | 59 | 66 | 73 | 80 | 87 | 94 | 102 | 110 | 118 | 124 | 127 | 129 | 131 | 133 | 135.6117 | 138.2802 | 139.8692 | 141.403 | 142.9262 | 143.2164 | 143.4548 | 143.6467 | 143.7992 | 143.9241 | 144.0261 | 144.1087 | 144.1687 | 144.2086 | 144.2275
Dem_BB002b | Floorspace (m2) (cumulative) | SEPD | Leading the Way | Strathleven | 0 | 2250 | 4050 | 4175 | 4300 | 4425 | 4550 | 4625 | 4700 | 4775 | 4850 | 4925 | 5000 | 5000 | 5000 | 5000 | 5000 | 5000 | 5000 | 5000 | 5000 | 5000 | 5000 | 5000 | 5000 | 5000 | 5000 | 5000 | 5000 | 5000 | 5000 | 5000
Domestic direct electric heating | Number | SEPD | Leading the Way | Strathleven | 835.5379 | 838.0215 | 839.3175 | 832.6158 | 815.7064 | 791.9104 | 762.2827 | 737.4059 | 713.5246 | 690.8125 | 667.2608 | 651.0579 | 647.6295 | 646.48 | 642.91 | 639.4608 | 636.1445 | 633.147 | 629.843 | 626.646 | 623.5517 | 620.6747 | 618.1944 | 615.8151 | 613.4408 | 611.0684 | 608.6875 | 606.3034 | 603.8952 | 601.493 | 599.0925 | 596.7017
Gas: Hydrogen peaking | MW | SEPD | Leading the Way | Strathleven | 0 | 0 | 0 | 0 | 0 | 0 | 0 | 0 | 0 | 0 | 0 | 0 | 0 | 0 | 0 | 0 | 0 | 0 | 0 | 0 | 0 | 0 | 0 | 0 | 0 | 0 | 0 | 0 | 0 | 0 | 0 | 0
Gen_BB001 | MW | SEPD | Leading the Way | Strathleven | 0.139 | 0.139 | 0.139 | 0.139 | 0.139 | 0.139 | 0.139 | 0.139 | 0.139 | 0.139 | 0.139 | 0.139 | 0.139 | 0.139 | 0.139 | 0.139 | 0.139 | 0 | 0 | 0 | 0 | 0 | 0 | 0 | 0 | 0 | 0 | 0 | 0 | 0 | 0 | 0
Gen_BB004 | MW | SEPD | Leading the Way | Strathleven | 5.5 | 5.5 | 5.5 | 5.5 | 5.5 | 5.5 | 5.5 | 5.5 | 5.5 | 5.5 | 5.5 | 5.5 | 5.5 | 3.5 | 3.5 | 1.435 | 0.5 | 0.5 | 0.5 | 0.5 | 0.5 | 0.5 | 0.5 | 0.5 | 0.5 | 0.5 | 0.5 | 0.5 | 0.5 | 0.5 | 0.5 | 0.5
Gen_BB005 | MW | SEPD | Leading the Way | Strathleven | 0 | 0 | 0 | 0 | 0 | 0 | 0 | 0 | 0 | 0 | 0 | 0 | 0 | 0 | 0 | 0 | 0 | 0 | 0 | 0 | 0 | 0 | 0 | 0 | 0 | 0 | 0 | 0 | 0 | 0 | 0 | 0
Gen_BB006 | MW | SEPD | Leading the Way | Strathleven | 0 | 0 | 0 | 0 | 0 | 0 | 0 | 0 | 0 | 0 | 0 | 0 | 0 | 0 | 0 | 0 | 0 | 0 | 0 | 0 | 0 | 0 | 0 | 0 | 0 | 0 | 0 | 0 | 0 | 0 | 0 | 0
Gen_BB008 | MW | SEPD | Leading the Way | Strathleven | 0 | 0 | 0 | 0 | 0 | 0 | 0 | 0 | 0 | 0 | 0 | 0 | 0 | 0 | 0 | 0 | 0 | 0 | 0 | 0 | 0 | 0 | 0 | 0 | 0 | 0 | 0 | 0 | 0 | 0 | 0 | 0
Gen_BB010 | MW | SEPD | Leading the Way | Strathleven | 0.5 | 0.5 | 0.5 | 0.5 | 0.5 | 0.5 | 0.5 | 0.5 | 0.5 | 0.5 | 0.5 | 0.5 | 0.5 | 0.5 | 0.5 | 0.5 | 0.5 | 3.5 | 3.5 | 3.5 | 3.5 | 3.5 | 3.5 | 3.5 | 3.5 | 3.5 | 3.5 | 3.5 | 3.5 | 3.5 | 3.5 | 3.5
Gen_BB011 | MW | SEPD | Leading the Way | Strathleven | 0 | 0 | 0 | 0 | 0 | 0 | 0 | 0 | 0 | 0 | 0 | 0 | 0 | 0 | 0 | 0 | 0 | 0 | 0 | 0 | 0 | 0 | 0 | 0 | 0 | 0 | 0 | 0 | 0 | 0 | 0 | 0
Gen_BB012 | MW | SEPD | Leading the Way | Strathleven | 0.51591 | 0.51966 | 0.52523 | 0.53202 | 0.54048 | 0.54949 | 0.55977 | 1.4366 | 2.308 | 3.3476 | 4.545 | 5.896 | 7.5756 | 9.4181 | 11.1195 | 12.8891 | 14.758 | 16.7429 | 18.4724 | 19.9501 | 20.9418 | 21.5649 | 22.1817 | 22.7997 | 24.0145 | 25.22 | 26.4258 | 27.5109 | 28.4755 | 29.3199 | 30.0465 | 30.6553
Gen_BB013 | MW | SEPD | Leading the Way | Strathleven | 1.7422 | 1.7528 | 1.767 | 1.7888 | 1.8109 | 1.8364 | 1.867 | 1.9226 | 1.9762 | 2.0412 | 2.1058 | 2.1699 | 2.2338 | 2.3003 | 2.3697 | 2.441 | 2.5198 | 2.5947 | 2.6666 | 2.7394 | 2.8135 | 2.8896 | 2.9675 | 3.043 | 3.1151 | 3.1746 | 3.234 | 3.2904 | 3.3438 | 3.3941 | 3.4447 | 3.4954
Gen_BB014 | MW | SEPD | Leading the Way | Strathleven | 0 | 0 | 0 | 0 | 0 | 0 | 0 | 0 | 0 | 0 | 0 | 0 | 0 | 0 | 0 | 0 | 0 | 0 | 0 | 0 | 0 | 0 | 0 | 0 | 0 | 0 | 0 | 0 | 0 | 0 | 0 | 0
Gen_BB015 | MW | SEPD | Leading the Way | Strathleven | 20 | 20 | 20 | 20 | 41 | 41 | 41 | 41 | 41 | 41.3809 | 41.7963 | 42.2177 | 42.8271 | 43.2439 | 43.6975 | 44.1629 | 52.6395 | 53.1455 | 53.6827 | 54.2532 | 54.822 | 55.4036 | 55.9759 | 56.5116 | 57.0248 | 57.5101 | 57.987 | 58.4591 | 58.924 | 59.4069 | 59.8797 | 60.3699
Gen_BB016 | MW | SEPD | Leading the Way | Strathleven | 0.98955 | 0.98955 | 0.99006 | 0.99087 | 0.99222 | 0.99871 | 1.0027 | 1.0101 | 1.0236 | 1.0458 | 1.0847 | 1.1248 | 1.1737 | 1.2174 | 1.3512 | 1.4129 | 2.2024 | 2.3419 | 2.3785 | 2.4145 | 2.4498 | 2.4845 | 2.5185 | 2.5519 | 2.5847 | 2.6168 | 2.6482 | 2.6799 | 2.7119 | 2.7442 | 2.7768 | 2.8098
Gen_BB017 | MW | SEPD | Leading the Way | Strathleven | 0 | 0 | 0 | 0 | 0 | 0 | 0 | 0 | 0 | 0 | 0 | 0 | 0 | 0 | 0 | 0 | 0 | 0 | 0 | 0 | 0 | 0 | 0 | 0 | 0 | 0 | 0 | 0 | 0 | 0 | 0 | 0
Gen_BB018 | MW | SEPD | Leading the Way | Strathleven | 3.181 | 3.281 | 3.281 | 3.281 | 3.291 | 3.3521 | 3.3734 | 3.4119 | 3.4462 | 3.4846 | 3.5188 | 3.5572 | 3.5915 | 3.63 | 3.6683 | 3.7026 | 3.7411 | 3.7727 | 3.8063 | 3.8334 | 3.863 | 3.8909 | 3.913 | 3.938 | 3.9617 | 3.9802 | 4.0018 | 4.0225 | 4.0424 | 4.0574 | 4.0759 | 4.0939
Hydrogen electrolysis | MW | SEPD | Leading the Way | Strathleven | 0 | 0 | 0 | 0 | 0 | 0 | 0 | 0 | 0 | 0 | 0 | 0 | 0 | 0 | 0 | 0 | 0 | 0 | 0 | 0 | 0 | 0 | 0 | 0 | 0 | 0 | 0 | 0 | 0 | 0 | 0 | 0
Lct_BB001 | Number | SEPD | Leading the Way | Strathleven | 36.2245 | 60.1793 | 107.8104 | 218.1647 | 374.6604 | 603.1873 | 884.002 | 1202.607 | 1580.462 | 2043.8667 | 2555.4687 | 3161.1667 | 3786.0969 | 4439.7819 | 5101.2787 | 5760.3295 | 6370.7378 | 6850.9815 | 7202.0998 | 7433.4554 | 7574.4188 | 7521.6894 | 7444.9958 | 7339.451 | 7210.2009 | 7031.8633 | 6818.7234 | 6572.7412 | 6292.9638 | 5976.3253 | 5619.6753 | 5221.015
Lct_BB003 | Number | SEPD | Leading the Way | Strathleven | 0 | 0 | 0 | 0 | 0 | 0 | 0 | 0 | 0 | 0 | 0 | 0 | 0 | 0 | 0 | 0 | 0 | 0 | 0 | 0 | 0 | 0 | 0 | 0 | 0 | 0 | 0 | 0 | 0 | 0 | 0 | 0
Lct_BB005 | Number | SEPD | Leading the Way | Strathleven | 180.928 | 201.9864 | 206.1158 | 259.3467 | 392.9073 | 517.1931 | 659.975 | 799.287 | 1003.0435 | 1206.6734 | 1423.0476 | 1713.8419 | 1860.2646 | 2006.9243 | 2153.2615 | 2299.0342 | 2443.5636 | 2536.9196 | 2635.5859 | 2763.8529 | 2868.5428 | 3001.9354 | 3076.1484 | 3151.2559 | 3232.4071 | 3314.5247 | 3397.7425 | 3410.9425 | 3424.1425 | 3437.3425 | 3450.5425 | 3463.7425
Lct_BB006 | Number | SEPD | Leading the Way | Strathleven | 0 | 0 | 2.8305 | 5.6246 | 8.3818 | 11.1023 | 13.7856 | 19.5121 | 25.1462 | 30.6879 | 36.1377 | 47.94 | 74.9229 | 101.6074 | 127.9902 | 154.0741 | 179.8567 | 210.6866 | 241.1566 | 271.2677 | 301.0188 | 330.4112 | 346.7464 | 362.9714 | 379.0861 | 395.0907 | 410.9846 | 410.9846 | 410.9846 | 410.9846 | 410.9846 | 410.9846
Lct_BB007 | Number | SEPD | Leading the Way | Strathleven | 5.3729 | 6.9915 | 6.8499 | 11.4021 | 21.2302 | 28.5768 | 36.1338 | 43.6522 | 53.7979 | 64.0466 | 75.3086 | 88.5136 | 95.0824 | 101.5668 | 107.9667 | 114.2823 | 120.5135 | 124.2573 | 128.2612 | 133.4858 | 137.4601 | 142.3549 | 144.3833 | 146.9869 | 149.6023 | 152.2297 | 154.8691 | 154.9351 | 155.0491 | 155.179 | 155.3249 | 155.4867
Lct_BB008 | Number | SEPD | Leading the Way | Strathleven | 0 | 0 | 0.23402 | 0.46501 | 0.69296 | 0.91793 | 1.1399 | 1.6133 | 2.0791 | 2.5373 | 2.9879 | 3.4308 | 4.4434 | 5.4447 | 6.4347 | 7.4135 | 8.381 | 9.5379 | 10.6813 | 11.8112 | 12.9277 | 14.0307 | 14.6437 | 15.2526 | 15.8573 | 16.4579 | 17.0544 | 17.0544 | 17.0544 | 17.0544 | 17.0544 | 17.0544
Lct_BB010b | MW | SEPD | Leading the Way | Strathleven | 0.365 | 0.4841 | 0.67046 | 1.0909 | 1.7389 | 2.5176 | 3.5391 | 4.8586 | 6.6728 | 8.7342 | 11.0456 | 13.57 | 17.1609 | 20.7165 | 22.6287 | 24.0269 | 24.7229 | 24.8975 | 25.0402 | 25.0908 | 25.1144 | 25.1208 | 25.1254 | 25.1285 | 25.1303 | 25.1303 | 25.1303 | 25.1303 | 25.1303 | 25.1303 | 25.1303 | 25.1303
Lct_BB011b | MW | SEPD | Leading the Way | Strathleven | 0.014 | 0.0217 | 0.04125 | 0.07623 | 0.1175 | 0.16439 | 0.23101 | 0.3144 | 0.4151 | 0.51104 | 0.61849 | 0.73898 | 0.8827 | 1.0377 | 1.1923 | 1.3356 | 1.4571 | 1.5496 | 1.6125 | 1.6475 | 1.6619 | 1.6638 | 1.6642 | 1.6649 | 1.666 | 1.6676 | 1.6697 | 1.6697 | 1.6697 | 1.6697 | 1.6698 | 1.6745
Lct_BB012b | MW | SEPD | Leading the Way | Strathleven | 0.313 | 0.3208 | 0.32945 | 0.34295 | 0.35439 | 0.35995 | 0.36273 | 0.39089 | 0.42395 | 0.46453 | 0.51054 | 0.56097 | 0.63139 | 0.70486 | 0.77558 | 0.83903 | 0.89071 | 0.92871 | 0.95325 | 0.9658 | 0.96947 | 0.9706 | 0.97147 | 0.97208 | 0.97247 | 0.97265 | 0.97265 | 0.97265 | 0.97265 | 0.97265 | 0.97265 | 0.97265
Lct_BB013b | MW | SEPD | Leading the Way | Strathleven | 0 | 0 | 0 | 0 | 0 | 0 | 0 | 0 | 0 | 0 | 0 | 0 | 0 | 0 | 0 | 0 | 0 | 0 | 0 | 0 | 0 | 0 | 0 | 0 | 0 | 0 | 0 | 0 | 0 | 0 | 0 | 0
Lct_BB014 | Number | SEPD | Leading the Way | Strathleven | 9.792 | 9.8672 | 9.8711 | 9.9559 | 10.0446 | 10.0672 | 10.1543 | 10.1778 | 10.2325 | 10.2871 | 10.3417 | 10.3964 | 10.451 | 10.5057 | 10.5603 | 10.615 | 10.6696 | 10.7243 | 10.7789 | 10.8336 | 10.8882 | 10.9429 | 10.9975 | 11.0521 | 11.1068 | 11.1614 | 11.2161 | 11.2707 | 11.3254 | 11.38 | 11.4347 | 11.4893
Other generation | MW | SEPD | Leading the Way | Strathleven | 0 | 0 | 0 | 0 | 0 | 0 | 0 | 0 | 0 | 0 | 0 | 0 | 0 | 0 | 0 | 0 | 0 | 0 | 0 | 0 | 0 | 0 | 0 | 0 | 0 | 0 | 0 | 0 | 0 | 0 | 0 | 0
Srg_BB001 | MW | SEPD | Leading the Way | Strathleven | 0 | 0 | 0.01619 | 0.032095 | 0.067563 | 0.10586 | 0.16699 | 0.47717 | 0.62474 | 0.78398 | 0.94854 | 1.2339 | 1.2736 | 1.3348 | 1.3951 | 1.466 | 1.664 | 1.942 | 2.2455 | 2.5565 | 2.8768 | 3.2131 | 3.3196 | 3.4291 | 3.5354 | 3.645 | 3.7545 | 3.8151 | 3.8739 | 3.9307 | 3.9874 | 4.0418
Srg_BB002 | MW | SEPD | Leading the Way | Strathleven | 0 | 0 | 0.03449 | 0.069847 | 0.10644 | 0.14503 | 0.18622 | 0.43403 | 0.52934 | 0.63105 | 0.74725 | 0.87147 | 1.0464 | 1.232 | 1.4276 | 1.6329 | 1.8481 | 2.0225 | 2.1933 | 2.3698 | 2.5508 | 2.737 | 2.8151 | 2.8879 | 2.9543 | 3.0147 | 3.0557 | 3.0958 | 3.1306 | 3.1603 | 3.185 | 3.2091
Data centres (MW) | MW | SEPD | Leading the Way | Strichen | 0 | 0 | 0 | 0 | 0 | 0 | 0 | 0 | 0 | 0 | 0 | 0 | 0 | 0 | 0 | 0 | 0 | 0 | 0 | 0 | 0 | 0 | 0 | 0 | 0 | 0 | 0 | 0 | 0 | 0 | 0 | 0
Dem_BB001a | Number of homes (cumulative) | SEPD | Leading the Way | Strichen | 0 | 59 | 129 | 198 | 264 | 342 | 418 | 493 | 566 | 627 | 682 | 740 | 795 | 848 | 897 | 948 | 996 | 1035.9172 | 1076.9195 | 1099.8026 | 1119.603 | 1136.309 | 1150.7006 | 1163.0223 | 1173.2813 | 1181.4871 | 1186.6557 | 1189.7932 | 1190.9047 | 1190.9857 | 1191.0395 | 1191.065
Dem_BB002b | Floorspace (m2) (cumulative) | SEPD | Leading the Way | Strichen | 0 | 3001.404 | 5406.4682 | 7577.6958 | 7915.9495 | 8922.3627 | 12436.9855 | 16143.2478 | 20109.7012 | 24337.5456 | 28825.6809 | 33574.1073 | 38413.5065 | 43412.3705 | 48614.18 | 53815.63 | 55896.889 | 57717.957 | 59278.734 | 60579.22 | 61619.415 | 62399.51 | 62919.51 | 63179.51 | 63179.51 | 63179.51 | 63179.51 | 63179.51 | 63179.51 | 63179.51 | 63179.51 | 63179.51
Domestic direct electric heating | Number | SEPD | Leading the Way | Strichen | 1706.7615 | 1713.1326 | 1720.6932 | 1708.8236 | 1679.4267 | 1637.187 | 1580.7519 | 1526.3272 | 1472.3237 | 1417.1609 | 1361.0029 | 1321.9608 | 1299.3811 | 1291.8926 | 1286.1984 | 1282.2021 | 1278.187 | 1273.4015 | 1268.9024 | 1263.1943 | 1257.2457 | 1251.2807 | 1245.9695 | 1240.4901 | 1235.0499 | 1229.4683 | 1223.595 | 1217.5308 | 1211.2297 | 1204.899 | 1198.6069 | 1192.38
Gas: Hydrogen peaking | MW | SEPD | Leading the Way | Strichen | 0 | 0 | 0 | 0 | 0 | 0 | 0 | 0 | 0 | 0 | 0 | 0 | 0 | 0 | 0 | 0 | 0 | 0 | 0 | 0 | 0 | 0 | 0 | 0 | 0 | 0 | 0.049 | 0.049 | 0.049 | 0.049 | 0.049 | 0.049
Gen_BB001 | MW | SEPD | Leading the Way | Strichen | 0.049 | 0.049 | 0.049 | 0.049 | 0.049 | 0.049 | 0.049 | 0.049 | 0.049 | 0.049 | 0.049 | 0.049 | 0.049 | 0.049 | 0.049 | 0.049 | 0 | 0 | 0 | 0 | 0 | 0 | 0 | 0 | 0 | 0 | 0 | 0 | 0 | 0 | 0 | 0
Gen_BB004 | MW | SEPD | Leading the Way | Strichen | 0 | 0 | 0 | 0 | 0 | 0 | 0 | 0 | 0 | 0 | 0 | 0 | 0 | 0 | 0 | 0 | 0 | 0 | 0 | 0 | 0 | 0 | 0 | 0 | 0 | 0 | 0 | 0 | 0 | 0 | 0 | 0
Gen_BB005 | MW | SEPD | Leading the Way | Strichen | 0 | 0 | 0 | 0 | 0 | 0 | 0 | 0 | 0 | 0 | 0 | 0 | 0 | 0 | 0 | 0 | 0 | 0 | 0 | 0 | 0 | 0 | 0 | 0 | 0 | 0 | 0 | 0 | 0 | 0 | 0 | 0
Gen_BB006 | MW | SEPD | Leading the Way | Strichen | 0 | 0 | 0 | 0 | 0 | 0 | 0 | 0 | 0 | 0 | 0 | 0 | 0 | 0 | 0 | 0 | 0 | 0 | 0 | 0 | 0 | 0 | 0 | 0 | 0 | 0 | 0 | 0 | 0 | 0 | 0 | 0
Gen_BB008 | MW | SEPD | Leading the Way | Strichen | 0 | 0 | 0 | 0 | 0 | 0 | 0 | 0 | 0 | 0 | 0 | 0 | 0 | 0 | 0 | 0 | 0 | 0 | 0 | 0 | 0 | 0 | 0 | 0 | 0 | 0 | 0 | 0 | 0 | 0 | 0 | 0
Gen_BB010 | MW | SEPD | Leading the Way | Strichen | 0 | 0 | 0 | 0 | 0 | 0 | 0 | 0 | 0 | 0 | 0 | 0 | 0 | 0 | 0 | 0 | 0 | 0 | 0 | 0 | 0 | 0 | 0 | 0 | 0 | 0 | 0 | 0 | 0 | 0 | 0 | 0
Gen_BB011 | MW | SEPD | Leading the Way | Strichen | 0 | 0 | 0 | 0 | 0 | 0 | 0 | 0 | 0 | 0 | 0 | 0 | 0 | 0 | 0 | 0 | 0 | 0 | 0 | 0 | 0 | 0 | 0 | 0 | 0 | 0 | 0 | 0 | 0 | 0 | 0 | 0
Gen_BB012 | MW | SEPD | Leading the Way | Strichen | 0.33221 | 0.337 | 0.34415 | 0.35295 | 0.364 | 0.37591 | 0.38967 | 3.7726 | 7.1404 | 11.1623 | 15.8067 | 21.056 | 27.5934 | 34.77 | 41.3963 | 48.2906 | 55.5747 | 63.3164 | 70.0594 | 75.8182 | 79.6764 | 82.0926 | 84.4856 | 86.885 | 91.62 | 96.3234 | 101.028 | 105.2612 | 109.0244 | 112.3181 | 115.151 | 117.5231
Gen_BB013 | MW | SEPD | Leading the Way | Strichen | 2.2204 | 2.2421 | 2.2781 | 2.3261 | 2.3872 | 2.4644 | 2.5557 | 2.6994 | 2.843 | 3.0027 | 3.16 | 3.3218 | 3.4863 | 3.6569 | 3.8304 | 4.0128 | 4.224 | 4.4124 | 4.6005 | 4.7712 | 4.9403 | 5.1085 | 5.2773 | 5.4366 | 5.5886 | 5.7107 | 5.8294 | 5.9393 | 6.0403 | 6.1336 | 6.227 | 6.3207
Gen_BB014 | MW | SEPD | Leading the Way | Strichen | 0 | 0 | 0 | 0 | 0 | 0 | 0 | 0 | 0 | 0 | 0 | 0 | 0 | 0 | 0 | 0 | 0 | 0 | 0 | 0 | 0 | 0 | 0 | 0 | 0 | 0 | 0 | 0 | 0 | 0 | 0 | 0
Gen_BB015 | MW | SEPD | Leading the Way | Strichen | 14.5 | 14.5 | 16.8 | 16.8 | 16.8 | 16.8 | 16.8 | 16.8 | 16.8 | 17.4121 | 18.0797 | 21.1569 | 27.2364 | 30.3062 | 31.0352 | 36.3831 | 37.149 | 37.9621 | 38.8256 | 39.7425 | 40.6566 | 41.5912 | 42.511 | 43.3719 | 44.1966 | 44.9766 | 45.743 | 46.5017 | 47.2488 | 48.025 | 48.7848 | 49.5725
Gen_BB016 | MW | SEPD | Leading the Way | Strichen | 12.4009 | 12.4009 | 12.4017 | 12.403 | 12.4052 | 12.4156 | 12.4221 | 12.4339 | 13.2556 | 13.2913 | 13.3538 | 14.2183 | 15.0968 | 16.2172 | 17.0875 | 17.9167 | 23.9888 | 25.385 | 25.4437 | 25.5015 | 25.5583 | 25.614 | 25.6688 | 25.7225 | 25.7751 | 25.8266 | 25.8771 | 25.928 | 25.9795 | 26.0314 | 26.0839 | 26.1369
Gen_BB017 | MW | SEPD | Leading the Way | Strichen | 0 | 0 | 0 | 0 | 0 | 0 | 0 | 0 | 0 | 0 | 0 | 0 | 0 | 0 | 0 | 0 | 0 | 0 | 0 | 0 | 0 | 0 | 0 | 0 | 0 | 0 | 0 | 0 | 0 | 0 | 0 | 0
Gen_BB018 | MW | SEPD | Leading the Way | Strichen | 0.0102 | 0.0102 | 0.0102 | 0.0102 | 0.0102 | 0.0102 | 0.0102 | 0.0102 | 0.0102 | 0.0102 | 0.0102 | 0.0102 | 0.0102 | 0.0102 | 0.0102 | 0.0102 | 0.0102 | 0.0102 | 0.0102 | 0.0102 | 0.0102 | 0.0102 | 0.0102 | 0.0102 | 0.0102 | 0.0102 | 0.0102 | 0.0102 | 0.0102 | 0.0102 | 0.0102 | 0.0102
Hydrogen electrolysis | MW | SEPD | Leading the Way | Strichen | 0 | 0 | 0 | 0 | 0 | 0 | 0 | 0 | 0 | 0 | 0 | 0 | 0 | 0 | 0 | 0 | 0 | 0 | 0 | 0 | 0 | 0 | 0 | 0 | 0 | 0 | 0 | 0 | 0 | 0 | 0 | 0
Lct_BB001 | Number | SEPD | Leading the Way | Strichen | 53.256 | 88.5516 | 160.7557 | 324.6086 | 556.6803 | 904.9125 | 1336.2206 | 1828.3415 | 2415.7791 | 3140.5109 | 4214.2968 | 5418.8494 | 6657.4211 | 7945.0287 | 9253.7864 | 10570.2974 | 11710.525 | 12624.4336 | 13312.4081 | 13788.536 | 14101.3004 | 14066.6542 | 13981.8822 | 13837.7705 | 13643.6062 | 13348.5005 | 12958.8059 | 12511.8001 | 12006.0838 | 11437.016 | 10799.3462 | 10092.8509
Lct_BB003 | Number | SEPD | Leading the Way | Strichen | 2.6294 | 3.0719 | 5.7347 | 9.577 | 14.1734 | 20.4009 | 32.0541 | 56.688 | 88.5684 | 114.2719 | 152.4817 | 195.7432 | 236.3592 | 283.7871 | 335.8961 | 388.9517 | 439.4982 | 483.5235 | 519.166 | 545.5969 | 564.4951 | 578.3886 | 587.8139 | 595.4601 | 602.0191 | 608.8632 | 616.2157 | 612.8464 | 611.2492 | 611.2972 | 612.825 | 615.6199
Lct_BB005 | Number | SEPD | Leading the Way | Strichen | 77.6143 | 117.2192 | 126.6129 | 220.3837 | 458.0308 | 720.7172 | 1009.8974 | 1285.5355 | 1667.8721 | 2053.5232 | 2469.9976 | 3155.1312 | 3500.7434 | 3841.6234 | 4176.0032 | 4508.336 | 4834.9703 | 5035.6249 | 5243.86 | 5492.145 | 5674.5405 | 5892.178 | 6012.9773 | 6133.0165 | 6275.3433 | 6418.9965 | 6562.605 | 6586.005 | 6608.205 | 6629.805 | 6651.405 | 6673.005
Lct_BB006 | Number | SEPD | Leading the Way | Strichen | 0 | 0 | 3.006 | 5.9736 | 8.9016 | 11.7909 | 14.6423 | 20.7241 | 26.7085 | 32.5949 | 38.3837 | 54.1014 | 90.0358 | 125.5707 | 160.7046 | 195.4397 | 229.7746 | 270.829 | 311.4052 | 351.5035 | 391.1238 | 430.2663 | 452.0206 | 473.6278 | 495.0896 | 516.4029 | 537.5702 | 537.5702 | 537.5702 | 537.5702 | 537.5702 | 537.5702
Lct_BB007 | Number | SEPD | Leading the Way | Strichen | 6.2439 | 8.1249 | 7.9603 | 13.2505 | 24.6717 | 33.2093 | 41.9913 | 50.7285 | 62.519 | 74.429 | 87.5167 | 102.8623 | 110.4959 | 118.0314 | 125.4689 | 132.8082 | 140.0496 | 144.4003 | 149.0532 | 155.1247 | 159.7433 | 165.4316 | 167.7888 | 170.8144 | 173.8538 | 176.9071 | 179.9743 | 180.0511 | 180.1835 | 180.3345 | 180.504 | 180.692
Lct_BB008 | Number | SEPD | Leading the Way | Strichen | 0 | 0 | 0.27196 | 0.5404 | 0.80533 | 1.0667 | 1.3246 | 1.8748 | 2.4162 | 2.9487 | 3.4722 | 3.9869 | 5.1637 | 6.3273 | 7.4778 | 8.6153 | 9.7396 | 11.0841 | 12.4128 | 13.7259 | 15.0234 | 16.3052 | 17.0176 | 17.7251 | 18.4279 | 19.1259 | 19.819 | 19.819 | 19.819 | 19.819 | 19.819 | 19.819
Lct_BB010b | MW | SEPD | Leading the Way | Strichen | 0.308 | 0.43908 | 0.64825 | 1.3092 | 2.3242 | 3.5643 | 5.3973 | 7.3513 | 9.5509 | 12.8075 | 17.7364 | 23.362 | 30.8306 | 36.8409 | 42.0858 | 45.873 | 47.5205 | 48.6078 | 49.4406 | 49.6075 | 49.679 | 49.6864 | 49.6919 | 49.6954 | 49.6975 | 49.6975 | 49.6975 | 49.6975 | 49.6975 | 49.6975 | 49.6975 | 49.6975
Lct_BB011b | MW | SEPD | Leading the Way | Strichen | 0.007 | 0.026 | 0.07665 | 0.17218 | 0.28099 | 0.40598 | 0.60393 | 0.87881 | 1.2165 | 1.4945 | 1.8001 | 2.1481 | 2.5136 | 2.9081 | 3.3061 | 3.6762 | 3.9911 | 4.233 | 4.399 | 4.4933 | 4.5353 | 4.5449 | 4.5468 | 4.5505 | 4.5559 | 4.5637 | 4.5744 | 4.5744 | 4.5744 | 4.5744 | 4.5746 | 4.5982
Lct_BB012b | MW | SEPD | Leading the Way | Strichen | 0 | 0.007 | 0.01151 | 0.02091 | 0.02897 | 0.03275 | 0.03431 | 0.05399 | 0.07721 | 0.10579 | 0.13807 | 0.1734 | 0.22273 | 0.27386 | 0.32291 | 0.36687 | 0.40234 | 0.42821 | 0.44448 | 0.45238 | 0.45419 | 0.45462 | 0.45496 | 0.4552 | 0.45534 | 0.45541 | 0.45541 | 0.45541 | 0.45541 | 0.45541 | 0.45541 | 0.45541
Lct_BB013b | MW | SEPD | Leading the Way | Strichen | 0 | 0.0021 | 0.0042 | 0.00858 | 0.01258 | 0.01683 | 0.02541 | 0.0377 | 0.05119 | 0.058 | 0.06482 | 0.07243 | 0.08147 | 0.09065 | 0.09942 | 0.10699 | 0.11293 | 0.11691 | 0.11905 | 0.11946 | 0.11946 | 0.11946 | 0.11946 | 0.11946 | 0.11946 | 0.11946 | 0.11946 | 0.11946 | 0.11946 | 0.11946 | 0.11946 | 0.11946
Lct_BB014 | Number | SEPD | Leading the Way | Strichen | 7.7819 | 7.8416 | 7.8448 | 7.9122 | 7.9826 | 8.0006 | 8.0698 | 8.0885 | 8.1319 | 8.1754 | 8.2188 | 8.2622 | 8.3056 | 8.3491 | 8.3925 | 8.4359 | 8.4794 | 8.5228 | 8.5662 | 8.6096 | 8.6531 | 8.6965 | 8.7399 | 8.7833 | 8.8268 | 8.8702 | 8.9136 | 8.9571 | 9.0005 | 9.0439 | 9.0873 | 9.1308
Other generation | MW | SEPD | Leading the Way | Strichen | 0 | 0 | 0 | 0 | 0 | 0 | 0 | 0 | 0 | 0 | 0 | 0 | 0 | 0 | 0 | 0 | 0 | 0 | 0 | 0 | 0 | 0 | 0 | 0 | 0 | 0 | 0 | 0 | 0 | 0 | 0 | 0
Srg_BB001 | MW | SEPD | Leading the Way | Strichen | 0 | 0.060162 | 0.093013 | 0.11359 | 35.1353 | 35.1583 | 35.2627 | 35.6157 | 35.7269 | 35.8462 | 35.9712 | 36.1557 | 36.1844 | 36.2246 | 36.2633 | 36.3107 | 36.4116 | 36.5502 | 36.6971 | 36.8452 | 36.9968 | 37.1559 | 37.2319 | 37.3094 | 37.385 | 37.4616 | 37.5377 | 37.5629 | 37.5873 | 37.6108 | 37.6343 | 37.6568
Srg_BB002 | MW | SEPD | Leading the Way | Strichen | 0 | 0 | 0.044205 | 0.089709 | 0.13706 | 0.18727 | 0.24123 | 0.57 | 0.69791 | 0.83623 | 0.99617 | 1.1691 | 1.4151 | 1.6785 | 1.9586 | 2.2549 | 2.5695 | 2.827 | 3.0816 | 3.3471 | 3.6217 | 3.9068 | 4.0271 | 4.1401 | 4.2437 | 4.3384 | 4.4029 | 4.4662 | 4.5212 | 4.5683 | 4.6074 | 4.6458
Data centres (MW) | MW | SEPD | Leading the Way | Tarland | 0 | 0 | 0 | 0 | 0 | 0 | 0 | 0 | 0 | 0 | 0 | 0 | 0 | 0 | 0 | 0 | 0 | 0 | 0 | 0 | 0 | 0 | 0 | 0 | 0 | 0 | 0 | 0 | 0 | 0 | 0 | 0
Dem_BB001a | Number of homes (cumulative) | SEPD | Leading the Way | Tarland | 0 | 51 | 139 | 204 | 270 | 339 | 395 | 440 | 481 | 519 | 548 | 577 | 601 | 622 | 639 | 657 | 671 | 684.8746 | 698.8303 | 710.6724 | 721.4355 | 732.1408 | 737.5319 | 742.8532 | 747.1119 | 751.3175 | 754.4859 | 757.6233 | 759.7346 | 761.8155 | 762.8692 | 763.8947
Dem_BB002b | Floorspace (m2) (cumulative) | SEPD | Leading the Way | Tarland | 0 | 0.162 | 0.636 | 1.063 | 5634.3235 | 6104.2177 | 6574.1454 | 7044.192 | 7514.2796 | 7984.4081 | 8454.5777 | 8924.7882 | 9394.5142 | 9394.7864 | 9395.025 | 9395.23 | 9395.394 | 9395.517 | 9395.599 | 9395.64 | 9395.64 | 9395.64 | 9395.64 | 9395.64 | 9395.64 | 9395.64 | 9395.64 | 9395.64 | 9395.64 | 9395.64 | 9395.64 | 9395.64
Domestic direct electric heating | Number | SEPD | Leading the Way | Tarland | 2574.2935 | 2579.7952 | 2589.3029 | 2545.0699 | 2467.9248 | 2361.2707 | 2224.5292 | 2130.2977 | 2043.3515 | 1959.178 | 1874.4174 | 1814.2947 | 1795.7146 | 1788.4494 | 1774.6433 | 1762.1751 | 1749.8339 | 1737.5669 | 1725.2399 | 1712.7683 | 1700.5525 | 1688.5677 | 1676.9804 | 1665.4961 | 1654.115 | 1642.9137 | 1632.2867 | 1621.7919 | 1611.2083 | 1600.7152 | 1590.2109 | 1579.8042
Gas: Hydrogen peaking | MW | SEPD | Leading the Way | Tarland | 0 | 0 | 0 | 0 | 0 | 0 | 0 | 0 | 0 | 0 | 0 | 0 | 0 | 0 | 0 | 0 | 0 | 0 | 0 | 0 | 0 | 0 | 0 | 0 | 0 | 0 | 0 | 0 | 0 | 0 | 0 | 0
Gen_BB001 | MW | SEPD | Leading the Way | Tarland | 0 | 0 | 0 | 0 | 0 | 0 | 0 | 0 | 0 | 0 | 0 | 0 | 0 | 0 | 0 | 0 | 0 | 0 | 0 | 0 | 0 | 0 | 0 | 0 | 0 | 0 | 0 | 0 | 0 | 0 | 0 | 0
Gen_BB004 | MW | SEPD | Leading the Way | Tarland | 0 | 0 | 0 | 0 | 0 | 0 | 0 | 0 | 0 | 0 | 0 | 0 | 0 | 0 | 0 | 0 | 0 | 0 | 0 | 0 | 0 | 0 | 0 | 0 | 0 | 0 | 0 | 0 | 0 | 0 | 0 | 0
Gen_BB005 | MW | SEPD | Leading the Way | Tarland | 0 | 0 | 0 | 0 | 0 | 0 | 0 | 0 | 0 | 0 | 0 | 0 | 0 | 0 | 0 | 0 | 0 | 0 | 0 | 0 | 0 | 0 | 0 | 0 | 0 | 0 | 0 | 0 | 0 | 0 | 0 | 0
Gen_BB006 | MW | SEPD | Leading the Way | Tarland | 0 | 0 | 0 | 0 | 0 | 0 | 0 | 0 | 0 | 0 | 0 | 0 | 0 | 0 | 0 | 0 | 0 | 0 | 0 | 0 | 0 | 0 | 0 | 0 | 0 | 0 | 0 | 0 | 0 | 0 | 0 | 0
Gen_BB008 | MW | SEPD | Leading the Way | Tarland | 0 | 0 | 0 | 0 | 0 | 0 | 0 | 0 | 0 | 0 | 0 | 0 | 0 | 0 | 0 | 0 | 0 | 0 | 0 | 0 | 0 | 0 | 0 | 0 | 0 | 0 | 0 | 0 | 0 | 0 | 0 | 0
Gen_BB010 | MW | SEPD | Leading the Way | Tarland | 0 | 0 | 0 | 0 | 0 | 0 | 0 | 0 | 0 | 0 | 0 | 0 | 0 | 0 | 0 | 0 | 0 | 0 | 0 | 0 | 0 | 0 | 0 | 0 | 0 | 0 | 0 | 0 | 0 | 0 | 0 | 0
Gen_BB011 | MW | SEPD | Leading the Way | Tarland | 0 | 0 | 0 | 0 | 0 | 0 | 0 | 0 | 0 | 0 | 0 | 0 | 0 | 0 | 0 | 0 | 0 | 0 | 0 | 0 | 0 | 0 | 0 | 0 | 0 | 0 | 0 | 0 | 0 | 0 | 0 | 0
Gen_BB012 | MW | SEPD | Leading the Way | Tarland | 0.70312 | 0.70705 | 0.71289 | 0.72005 | 0.72899 | 0.73856 | 0.74953 | 1.2224 | 1.6913 | 2.2502 | 2.8916 | 3.6134 | 4.5081 | 5.4884 | 6.394 | 7.3354 | 8.3326 | 9.3898 | 10.3122 | 11.1019 | 11.6352 | 11.974 | 12.3092 | 12.6444 | 13.2938 | 13.9361 | 14.5785 | 15.1566 | 15.6707 | 16.1207 | 16.5085 | 16.8343
Gen_BB013 | MW | SEPD | Leading the Way | Tarland | 1.8238 | 1.8393 | 1.8709 | 1.9077 | 1.9559 | 2.0144 | 2.0775 | 2.1688 | 2.2576 | 2.3599 | 2.4563 | 2.5535 | 2.651 | 2.7519 | 2.8545 | 2.9618 | 3.1172 | 3.259 | 3.4002 | 3.5387 | 3.6796 | 3.8219 | 3.9623 | 4.096 | 4.2234 | 4.3273 | 4.4299 | 4.5266 | 4.6163 | 4.7 | 4.7827 | 4.8657
Gen_BB014 | MW | SEPD | Leading the Way | Tarland | 0 | 0 | 0 | 0 | 0 | 0 | 0 | 0 | 0 | 0 | 0 | 0 | 0 | 0 | 0 | 0 | 0 | 0 | 0 | 0 | 0 | 0 | 0 | 0 | 0 | 0 | 0 | 0 | 0 | 0 | 0 | 0
Gen_BB015 | MW | SEPD | Leading the Way | Tarland | 20.099 | 20.099 | 20.099 | 20.099 | 20.099 | 20.099 | 20.099 | 20.099 | 20.099 | 20.5755 | 21.0952 | 21.6224 | 29.7445 | 30.2659 | 30.8334 | 31.4157 | 33.7119 | 34.3449 | 35.0171 | 35.7309 | 36.4425 | 37.1701 | 37.8861 | 38.5563 | 39.1983 | 39.8055 | 40.4022 | 40.9928 | 41.5743 | 42.1786 | 42.7701 | 43.3833
Gen_BB016 | MW | SEPD | Leading the Way | Tarland | 0.382 | 0.382 | 0.38264 | 0.38366 | 0.38535 | 0.39346 | 0.39848 | 0.4077 | 0.4246 | 0.45234 | 0.50106 | 0.55125 | 0.61235 | 0.74712 | 0.80186 | 0.87906 | 0.93597 | 1.218 | 1.2637 | 1.3087 | 1.3529 | 1.3963 | 1.4389 | 1.4807 | 1.5217 | 1.5618 | 1.6011 | 1.6407 | 1.6808 | 1.7212 | 1.7621 | 1.8033
Gen_BB017 | MW | SEPD | Leading the Way | Tarland | 0 | 0 | 0 | 0 | 0 | 0 | 0 | 0 | 0 | 0 | 0 | 0 | 0 | 0 | 0 | 0 | 0 | 0 | 0 | 0 | 0 | 0 | 0 | 0 | 0 | 0 | 0 | 0 | 0 | 0 | 0 | 0
Gen_BB018 | MW | SEPD | Leading the Way | Tarland | 0.519 | 2.519 | 2.519 | 2.519 | 2.527 | 2.5761 | 2.5933 | 2.6241 | 2.6517 | 2.6825 | 2.71 | 2.7409 | 2.7684 | 2.7993 | 2.8302 | 2.8577 | 2.8886 | 2.914 | 2.941 | 2.9628 | 2.9866 | 3.009 | 3.0267 | 3.0468 | 3.0659 | 3.0807 | 3.0981 | 3.1147 | 3.1307 | 3.1427 | 3.1576 | 3.1721
Hydrogen electrolysis | MW | SEPD | Leading the Way | Tarland | 0 | 0 | 0 | 0 | 0 | 0 | 0 | 0 | 0 | 0 | 0 | 0 | 0 | 0 | 0 | 0 | 0 | 0 | 0 | 0 | 0 | 0 | 0 | 0 | 0 | 0 | 0 | 0 | 0 | 0 | 0 | 0
Lct_BB001 | Number | SEPD | Leading the Way | Tarland | 63.534 | 105.4437 | 190.3451 | 384.9699 | 658.8913 | 1052.7562 | 1546.8981 | 2113.7967 | 2794.2986 | 3640.0484 | 4714.8805 | 5915.016 | 7147.7686 | 8426.9714 | 9726.0652 | 11031.9852 | 12209.1915 | 13146.925 | 13846.4924 | 14323.6085 | 14629.8502 | 14573.4373 | 14466.0425 | 14297.9616 | 14079.3054 | 13757.5572 | 13342.0262 | 12867.6028 | 12332.93 | 11733.0519 | 11062.7398 | 10322.9051
Lct_BB003 | Number | SEPD | Leading the Way | Tarland | 0 | 0 | 0.78323 | 1.5437 | 2.5501 | 4.0487 | 6.437 | 13.1701 | 30.1842 | 40.5596 | 52.755 | 69.2303 | 83.5251 | 103.4404 | 125.4691 | 148.1098 | 170.0749 | 189.589 | 205.8092 | 218.2163 | 227.4641 | 234.5788 | 239.6264 | 243.8786 | 247.6092 | 251.8667 | 256.4861 | 253.7495 | 252.2948 | 252.0768 | 252.9853 | 254.8467
Lct_BB005 | Number | SEPD | Leading the Way | Tarland | 201.3263 | 268.3983 | 282.3402 | 429.9041 | 831.6706 | 1228.3979 | 1664.5767 | 2036.5931 | 2563.1844 | 3087.0113 | 3645.2754 | 4476.0539 | 4853.5149 | 5220.1039 | 5574.5546 | 5919.737 | 6254.386 | 6429.8522 | 6598.958 | 6795.8824 | 6895.8039 | 6993.4323 | 7042.3511 | 7091.4006 | 7183.6241 | 7279.0542 | 7375.8366 | 7397.4366 | 7418.4366 | 7439.4366 | 7459.8366 | 7480.2366
Lct_BB006 | Number | SEPD | Leading the Way | Tarland | 0 | 0 | 0 | 0 | 0 | 0 | 0 | 0 | 0 | 0 | 0 | 0 | 0 | 0 | 0 | 0 | 0 | 0 | 0 | 0 | 0 | 0 | 0 | 0 | 0 | 0 | 0 | 0 | 0 | 0 | 0 | 0
Lct_BB007 | Number | SEPD | Leading the Way | Tarland | 0.62863 | 0.818 | 0.80143 | 1.334 | 2.4839 | 3.3435 | 4.2276 | 5.1073 | 6.2943 | 7.4934 | 8.811 | 10.356 | 11.1245 | 11.8832 | 12.6319 | 13.3709 | 14.0999 | 14.5379 | 15.0064 | 15.6176 | 16.0826 | 16.6553 | 16.8926 | 17.1973 | 17.5033 | 17.8107 | 18.1195 | 18.1272 | 18.1405 | 18.1557 | 18.1728 | 18.1917
Lct_BB008 | Number | SEPD | Leading the Way | Tarland | 0 | 0 | 0.02738 | 0.05441 | 0.08108 | 0.1074 | 0.13336 | 0.18875 | 0.24325 | 0.29686 | 0.34957 | 0.40139 | 0.51986 | 0.63701 | 0.75284 | 0.86736 | 0.98056 | 1.1159 | 1.2497 | 1.3819 | 1.5125 | 1.6416 | 1.7133 | 1.7845 | 1.8553 | 1.9255 | 1.9953 | 1.9953 | 1.9953 | 1.9953 | 1.9953 | 1.9953
Lct_BB010b | MW | SEPD | Leading the Way | Tarland | 0.287 | 0.48093 | 0.78196 | 1.5724 | 2.8133 | 4.408 | 6.4929 | 8.6876 | 11.5167 | 15.6223 | 20.5636 | 26.8285 | 34.0644 | 40.4745 | 46.4893 | 50.4412 | 52.0298 | 52.796 | 53.1798 | 53.365 | 53.4296 | 53.4385 | 53.445 | 53.4492 | 53.4516 | 53.4516 | 53.4516 | 53.4516 | 53.4516 | 53.4516 | 53.4516 | 53.4516
Lct_BB011b | MW | SEPD | Leading the Way | Tarland | 0 | 0.0115 | 0.05051 | 0.12097 | 0.20066 | 0.2923 | 0.44661 | 0.6734 | 0.95296 | 1.168 | 1.4013 | 1.6696 | 1.9286 | 2.2091 | 2.4924 | 2.7569 | 2.9839 | 3.1587 | 3.279 | 3.3475 | 3.3781 | 3.3872 | 3.3891 | 3.3926 | 3.3978 | 3.4053 | 3.4155 | 3.4155 | 3.4155 | 3.4155 | 3.4157 | 3.4382
Lct_BB012b | MW | SEPD | Leading the Way | Tarland | 0.641 | 0.6554 | 0.66747 | 0.69004 | 0.71093 | 0.72516 | 0.7371 | 0.77878 | 0.82855 | 0.89033 | 0.96166 | 1.0416 | 1.1549 | 1.2763 | 1.3973 | 1.5113 | 1.61 | 1.6895 | 1.7487 | 1.7893 | 1.8155 | 1.8262 | 1.8344 | 1.8402 | 1.8439 | 1.8457 | 1.8457 | 1.8457 | 1.8457 | 1.8457 | 1.8457 | 1.8457
Lct_BB013b | MW | SEPD | Leading the Way | Tarland | 0 | 0.0068 | 0.01361 | 0.02779 | 0.04075 | 0.0545 | 0.08229 | 0.1221 | 0.1658 | 0.18784 | 0.20994 | 0.23458 | 0.26385 | 0.29356 | 0.32198 | 0.34649 | 0.36573 | 0.37861 | 0.38553 | 0.38685 | 0.38685 | 0.38685 | 0.38685 | 0.38685 | 0.38685 | 0.38685 | 0.38685 | 0.38685 | 0.38685 | 0.38685 | 0.38685 | 0.38685
Lct_BB014 | Number | SEPD | Leading the Way | Tarland | 10.0839 | 10.1613 | 10.1654 | 10.2527 | 10.344 | 10.3674 | 10.457 | 10.4812 | 10.5375 | 10.5938 | 10.6501 | 10.7063 | 10.7626 | 10.8189 | 10.8752 | 10.9314 | 10.9877 | 11.044 | 11.1003 | 11.1565 | 11.2128 | 11.2691 | 11.3254 | 11.3816 | 11.4379 | 11.4942 | 11.5505 | 11.6067 | 11.663 | 11.7193 | 11.7756 | 11.8318
Other generation | MW | SEPD | Leading the Way | Tarland | 0 | 0 | 0 | 0 | 0 | 0 | 0 | 0 | 0 | 0 | 0 | 0 | 0 | 0 | 0 | 0 | 0 | 0 | 0 | 0 | 0 | 0 | 0 | 0 | 0 | 0 | 0 | 0 | 0 | 0 | 0 | 0
Srg_BB001 | MW | SEPD | Leading the Way | Tarland | 0 | 0.063096 | 0.099557 | 0.12311 | 0.14807 | 20.1744 | 20.2877 | 20.7822 | 21.0134 | 21.2528 | 21.4972 | 21.794 | 22.4948 | 23.2053 | 23.9141 | 24.6267 | 25.3895 | 25.8073 | 26.2322 | 26.6578 | 27.0861 | 27.5208 | 27.6572 | 27.7947 | 27.9305 | 28.0671 | 28.2032 | 28.2254 | 28.2469 | 28.2675 | 28.2881 | 28.3078
Srg_BB002 | MW | SEPD | Leading the Way | Tarland | 0 | 0 | 0.036185 | 0.073338 | 0.11187 | 0.1526 | 0.19618 | 0.45971 | 0.56152 | 0.67076 | 0.79617 | 0.93085 | 1.1213 | 1.3241 | 1.5387 | 1.7646 | 2.0058 | 2.2041 | 2.4011 | 2.6073 | 2.8214 | 3.0443 | 3.1387 | 3.2275 | 3.3093 | 3.3841 | 3.4351 | 3.4852 | 3.5288 | 3.5662 | 3.5972 | 3.6278
Data centres (MW) | MW | SEPD | Leading the Way | Taynuilt | 0 | 0 | 0 | 0 | 0 | 0 | 0 | 0 | 0 | 0 | 0 | 0 | 0 | 0 | 0 | 0 | 0 | 0 | 0 | 0 | 0 | 0 | 0 | 0 | 0 | 0 | 0 | 0 | 0 | 0 | 0 | 0
Dem_BB001a | Number of homes (cumulative) | SEPD | Leading the Way | Taynuilt | 0 | 38.6944 | 160.4786 | 308.1235 | 480.7784 | 602.4171 | 698.088 | 779.7215 | 851.3017 | 923.9691 | 988.5307 | 1040.337 | 1080.8492 | 1104.8492 | 1119.8492 | 1134.8492 | 1145.8492 | 1154.0844 | 1162.4341 | 1167.6234 | 1169.7013 | 1170.7562 | 1171.3413 | 1171.8219 | 1172.2089 | 1172.5164 | 1172.7683 | 1172.9738 | 1173.1404 | 1173.2614 | 1173.3417 | 1173.3799
Dem_BB002b | Floorspace (m2) (cumulative) | SEPD | Leading the Way | Taynuilt | 0 | 0 | 0 | 0 | 0 | 0 | 0 | 0 | 0 | 0 | 0 | 0 | 0 | 0 | 0 | 0 | 0 | 0 | 0 | 0 | 0 | 0 | 0 | 0 | 0 | 0 | 0 | 0 | 0 | 0 | 0 | 0
Domestic direct electric heating | Number | SEPD | Leading the Way | Taynuilt | 5874.6066 | 5878.8036 | 5891.9885 | 5812.8393 | 5686.8923 | 5497.8795 | 5254.7095 | 5047.5049 | 4845.6702 | 4655.6292 | 4471.5188 | 4339.7377 | 4306.0174 | 4290.7978 | 4256.1854 | 4222.1872 | 4188.8048 | 4155.9036 | 4122.7246 | 4090.1569 | 4058.3907 | 4027.7396 | 3998.6265 | 3969.9151 | 3941.5884 | 3913.5933 | 3885.7948 | 3858.2469 | 3830.8149 | 3803.6423 | 3777.1905 | 3751.0987
Gas: Hydrogen peaking | MW | SEPD | Leading the Way | Taynuilt | 0 | 0 | 0 | 0 | 0 | 0 | 0 | 0 | 0 | 0 | 0 | 0 | 0 | 0 | 0 | 0 | 0 | 0 | 0 | 0 | 0 | 0 | 0 | 0 | 0 | 0 | 0 | 0 | 0 | 0 | 0 | 0
Gen_BB001 | MW | SEPD | Leading the Way | Taynuilt | 0 | 0 | 0 | 0 | 0 | 0 | 0 | 0 | 0 | 0 | 0 | 0 | 0 | 0 | 0 | 0 | 0 | 0 | 0 | 0 | 0 | 0 | 0 | 0 | 0 | 0 | 0 | 0 | 0 | 0 | 0 | 0
Gen_BB004 | MW | SEPD | Leading the Way | Taynuilt | 0 | 0 | 0 | 0 | 0 | 0 | 0 | 0 | 0 | 0 | 0 | 0 | 0 | 0 | 0 | 0 | 0 | 0 | 0 | 0 | 0 | 0 | 0 | 0 | 0 | 0 | 0 | 0 | 0 | 0 | 0 | 0
Gen_BB005 | MW | SEPD | Leading the Way | Taynuilt | 0 | 0 | 0 | 0 | 0 | 0 | 0 | 0 | 0 | 0 | 0 | 0 | 0 | 0 | 0 | 0 | 0 | 0 | 0 | 0 | 0 | 0 | 0 | 0 | 0 | 0 | 0 | 0 | 0 | 0 | 0 | 0
Gen_BB006 | MW | SEPD | Leading the Way | Taynuilt | 0 | 0 | 0 | 0 | 0 | 0 | 0 | 0 | 0 | 0 | 0 | 0 | 0 | 0 | 0 | 0 | 0 | 0 | 0 | 0 | 0 | 0 | 0 | 0 | 0 | 0 | 0 | 0 | 0 | 0 | 0 | 0
Gen_BB008 | MW | SEPD | Leading the Way | Taynuilt | 0 | 0 | 0 | 0 | 0 | 0 | 0 | 0 | 0 | 0 | 0 | 0 | 0 | 0 | 0 | 0 | 0 | 0 | 0 | 0 | 0 | 0 | 0 | 0 | 0 | 0 | 0 | 0 | 0 | 0 | 0 | 0
Gen_BB010 | MW | SEPD | Leading the Way | Taynuilt | 0 | 0 | 0 | 0 | 0 | 0 | 0 | 0 | 0 | 0 | 0 | 0 | 0 | 0 | 0 | 0 | 0 | 0 | 0 | 0 | 0 | 0 | 0 | 0 | 0 | 0 | 0 | 0 | 0 | 0 | 0 | 0
Gen_BB011 | MW | SEPD | Leading the Way | Taynuilt | 0 | 0 | 0 | 0 | 0 | 0 | 0 | 0 | 0 | 0 | 0 | 0 | 0 | 0 | 0 | 0 | 0 | 0 | 0 | 0 | 0 | 0 | 0 | 0 | 0 | 0 | 0 | 0 | 0 | 0 | 0 | 0
Gen_BB012 | MW | SEPD | Leading the Way | Taynuilt | 0.0559 | 0.059948 | 0.066025 | 0.073549 | 0.083082 | 0.093459 | 0.10557 | 0.12837 | 0.14936 | 0.17377 | 0.19683 | 0.21875 | 0.23987 | 0.26045 | 0.28066 | 0.30062 | 0.32346 | 0.34365 | 0.36392 | 0.38403 | 0.40415 | 0.42434 | 0.4436 | 0.46169 | 0.47861 | 0.49098 | 0.50335 | 0.51458 | 0.5247 | 0.53371 | 0.54275 | 0.55182
Gen_BB013 | MW | SEPD | Leading the Way | Taynuilt | 1.8733 | 1.8943 | 1.9425 | 2.0149 | 2.1181 | 2.2189 | 2.3257 | 2.4837 | 2.6365 | 2.8173 | 2.9947 | 3.1633 | 3.3229 | 3.4744 | 3.6243 | 3.7786 | 3.9749 | 4.1549 | 4.3303 | 4.5059 | 4.6808 | 4.8592 | 5.0404 | 5.2136 | 5.3793 | 5.5131 | 5.6466 | 5.772 | 5.8895 | 5.9989 | 6.1086 | 6.2184
Gen_BB014 | MW | SEPD | Leading the Way | Taynuilt | 0 | 0 | 0 | 0 | 0 | 0 | 0 | 0 | 0 | 0 | 0 | 0 | 0 | 0 | 0 | 0 | 0 | 0 | 0 | 0 | 0 | 0 | 0 | 0 | 0 | 0 | 0 | 0 | 0 | 0 | 0 | 0
Gen_BB015 | MW | SEPD | Leading the Way | Taynuilt | 14.4 | 17.6 | 17.6 | 17.6 | 17.6 | 17.6 | 17.6 | 17.6 | 17.6 | 19.4368 | 21.4398 | 25.872 | 30.4108 | 32.4206 | 34.608 | 36.8524 | 39.1503 | 43.9903 | 46.5812 | 49.3323 | 52.0752 | 54.8796 | 57.6395 | 60.2228 | 62.6974 | 65.0377 | 67.3375 | 69.614 | 71.8556 | 74.1846 | 76.4645 | 78.8281
Gen_BB016 | MW | SEPD | Leading the Way | Taynuilt | 8.2668 | 8.3418 | 8.3442 | 8.3482 | 8.3547 | 8.386 | 8.4053 | 8.4408 | 8.506 | 8.6129 | 10.2507 | 10.4442 | 10.6797 | 11.6198 | 12.7807 | 14.9283 | 15.1477 | 16.2473 | 17.3237 | 17.4971 | 17.8684 | 18.0357 | 18.1999 | 18.361 | 18.5189 | 18.6736 | 18.8249 | 18.9778 | 19.1322 | 19.2881 | 19.4455 | 19.6046
Gen_BB017 | MW | SEPD | Leading the Way | Taynuilt | 0 | 0 | 0 | 0 | 0 | 0 | 0 | 0 | 0 | 0 | 0 | 0 | 0 | 0 | 0 | 0 | 0 | 0 | 0 | 0 | 0 | 0 | 0 | 0 | 0 | 0 | 0 | 0 | 0 | 0 | 0 | 0
Gen_BB018 | MW | SEPD | Leading the Way | Taynuilt | 122.1444 | 125.2984 | 132.6234 | 132.6234 | 132.8474 | 134.2209 | 134.7001 | 135.5641 | 136.3344 | 137.1974 | 137.9659 | 138.8299 | 139.5993 | 140.4642 | 141.3263 | 142.0957 | 142.9606 | 143.6714 | 144.4257 | 145.0364 | 145.7009 | 146.3276 | 146.8238 | 147.3853 | 147.9184 | 148.3334 | 148.8183 | 149.2843 | 149.7314 | 150.0679 | 150.4848 | 150.8884
Hydrogen electrolysis | MW | SEPD | Leading the Way | Taynuilt | 0 | 0 | 0 | 0 | 0 | 0 | 0 | 0 | 0 | 0 | 0 | 0 | 0 | 0 | 0 | 0 | 0 | 0 | 0 | 0 | 0 | 0 | 0 | 0 | 0 | 0 | 0 | 0 | 0 | 0 | 0 | 0
Lct_BB001 | Number | SEPD | Leading the Way | Taynuilt | 58.7067 | 97.5406 | 175.7701 | 355.9868 | 612.2996 | 1056.6671 | 1585.4747 | 2175.2128 | 2860.7337 | 3684.1057 | 4976.9251 | 6503.1247 | 8080.097 | 9733.2435 | 11408.73 | 13080.4669 | 14494.7739 | 15620.0359 | 16456.2171 | 17023.0849 | 17385.0635 | 17306.5378 | 17170.9933 | 16967.0649 | 16706.4759 | 16329.6698 | 15864.1412 | 15322.0062 | 14701.1489 | 13993.895 | 13192.8668 | 12291.5634
Lct_BB003 | Number | SEPD | Leading the Way | Taynuilt | 0 | 0 | 0 | 0 | 0 | 0 | 0 | 2.1559 | 4.2467 | 6.4393 | 8.7905 | 13.0096 | 17.3262 | 21.7229 | 26.5236 | 31.4152 | 36.0496 | 40.0637 | 43.2783 | 45.6529 | 47.3215 | 48.4987 | 49.3076 | 49.9139 | 50.3922 | 50.8964 | 51.443 | 51.1915 | 51.0819 | 51.1012 | 51.2356 | 51.4693
Lct_BB005 | Number | SEPD | Leading the Way | Taynuilt | 477.2342 | 647.7962 | 680.134 | 1076.3262 | 2111.2319 | 2967.8538 | 3826.3948 | 4553.8033 | 5401.6582 | 6186.1674 | 6950.4385 | 7872.0076 | 8302.0207 | 8715.7423 | 9116.2308 | 9507.2264 | 9890.1405 | 10101.2907 | 10307.0744 | 10558.4628 | 10712.6392 | 10882.733 | 10972.9881 | 11064.1543 | 11192.4384 | 11324.6582 | 11459.7413 | 11486.7413 | 11513.7413 | 11540.7413 | 11567.7413 | 11594.7413
Lct_BB006 | Number | SEPD | Leading the Way | Taynuilt | 0 | 0 | 5.6639 | 11.2543 | 16.7712 | 22.2148 | 27.585 | 39.043 | 50.3159 | 61.4038 | 72.3062 | 81.4854 | 102.4684 | 123.2177 | 143.733 | 164.0159 | 184.0653 | 208.0393 | 231.7324 | 255.1468 | 278.2819 | 301.1385 | 313.8422 | 326.4603 | 338.9924 | 351.4388 | 363.7994 | 363.7994 | 363.7994 | 363.7994 | 363.7994 | 363.7994
Lct_BB007 | Number | SEPD | Leading the Way | Taynuilt | 18.6421 | 24.258 | 23.7665 | 39.5612 | 73.661 | 99.1512 | 125.371 | 151.4573 | 186.6593 | 222.2183 | 261.2934 | 307.1098 | 329.9011 | 352.3995 | 374.6049 | 396.5176 | 418.1377 | 431.1274 | 445.0193 | 463.1467 | 476.9361 | 493.9193 | 500.957 | 509.9903 | 519.0649 | 528.181 | 537.3384 | 537.5676 | 537.9629 | 538.4137 | 538.9197 | 539.4812
Lct_BB008 | Number | SEPD | Leading the Way | Taynuilt | 0 | 0 | 0.81196 | 1.6134 | 2.4044 | 3.1849 | 3.9549 | 5.5977 | 7.2139 | 8.8037 | 10.367 | 11.9037 | 15.417 | 18.8912 | 22.3264 | 25.7224 | 29.0794 | 33.0933 | 37.0605 | 40.981 | 44.8547 | 48.6816 | 50.8085 | 52.9211 | 55.0193 | 57.1031 | 59.1726 | 59.1726 | 59.1726 | 59.1726 | 59.1726 | 59.1726
Lct_BB010b | MW | SEPD | Leading the Way | Taynuilt | 0.217 | 0.35895 | 0.65589 | 1.3222 | 2.358 | 3.6222 | 5.4503 | 7.5259 | 10.0869 | 13.2092 | 18.7307 | 24.4525 | 30.9373 | 41.4861 | 51.3628 | 57.6004 | 60.3271 | 61.9304 | 63.1809 | 63.7697 | 64.0871 | 64.126 | 64.1546 | 64.1733 | 64.1841 | 64.1841 | 64.1841 | 64.1841 | 64.1841 | 64.1841 | 64.1841 | 64.1841
Lct_BB011b | MW | SEPD | Leading the Way | Taynuilt | 0.06 | 0.0801 | 0.12969 | 0.22783 | 0.33741 | 0.46581 | 0.68561 | 1.0133 | 1.419 | 1.7218 | 2.0517 | 2.4309 | 2.7881 | 3.1757 | 3.5686 | 3.9354 | 4.2498 | 4.4924 | 4.6606 | 4.7565 | 4.8003 | 4.8142 | 4.8168 | 4.8219 | 4.8296 | 4.841 | 4.8563 | 4.8563 | 4.8563 | 4.8563 | 4.8564 | 4.8903
Lct_BB012b | MW | SEPD | Leading the Way | Taynuilt | 1.1407 | 1.1499 | 1.1627 | 1.183 | 1.2031 | 1.2198 | 1.2374 | 1.2767 | 1.3233 | 1.3788 | 1.4423 | 1.5128 | 1.612 | 1.718 | 1.8231 | 1.921 | 2.0047 | 2.0709 | 2.1193 | 2.1507 | 2.1692 | 2.1743 | 2.1782 | 2.1809 | 2.1827 | 2.1835 | 2.1835 | 2.1835 | 2.1835 | 2.1835 | 2.1835 | 2.1835
Lct_BB013b | MW | SEPD | Leading the Way | Taynuilt | 0 | 0.0271 | 0.05373 | 0.1097 | 0.16082 | 0.21508 | 0.3247 | 0.48175 | 0.65417 | 0.74113 | 0.8283 | 0.9255 | 1.041 | 1.1582 | 1.2703 | 1.367 | 1.4428 | 1.4937 | 1.521 | 1.5262 | 1.5262 | 1.5262 | 1.5262 | 1.5262 | 1.5262 | 1.5262 | 1.5262 | 1.5262 | 1.5262 | 1.5262 | 1.5262 | 1.5262
Lct_BB014 | Number | SEPD | Leading the Way | Taynuilt | 13.9184 | 14.0252 | 14.0308 | 14.1513 | 14.2774 | 14.3096 | 14.4333 | 14.4667 | 14.5444 | 14.6221 | 14.6998 | 14.7774 | 14.8551 | 14.9328 | 15.0104 | 15.0881 | 15.1658 | 15.2435 | 15.3211 | 15.3988 | 15.4765 | 15.5542 | 15.6318 | 15.7095 | 15.7872 | 15.8649 | 15.9425 | 16.0202 | 16.0979 | 16.1756 | 16.2532 | 16.3309
Other generation | MW | SEPD | Leading the Way | Taynuilt | 0 | 0 | 0 | 0 | 0 | 0 | 0 | 0 | 0 | 0 | 0 | 0 | 0 | 0 | 0 | 0 | 0 | 0 | 0 | 0 | 0 | 0 | 0 | 0 | 0 | 0 | 0 | 0 | 0 | 0 | 0 | 0
Srg_BB001 | MW | SEPD | Leading the Way | Taynuilt | 0 | 0.26559 | 0.36483 | 0.4107 | 0.45779 | 0.50611 | 0.88293 | 2.0308 | 2.3339 | 2.6659 | 3.0244 | 3.4738 | 3.5378 | 3.6134 | 3.6886 | 3.7699 | 3.9099 | 4.1196 | 4.3446 | 4.5768 | 4.8188 | 5.0762 | 5.2722 | 5.4717 | 5.6701 | 5.8711 | 6.0726 | 6.111 | 6.1486 | 6.1855 | 6.2228 | 6.2591
Srg_BB002 | MW | SEPD | Leading the Way | Taynuilt | 0 | 0 | 0.037483 | 0.076211 | 0.1167 | 0.15985 | 0.2065 | 0.49376 | 0.6066 | 0.72994 | 0.87395 | 1.031 | 1.2562 | 1.499 | 1.7589 | 2.0354 | 2.3317 | 2.5763 | 2.8198 | 3.0756 | 3.3417 | 3.6196 | 3.7375 | 3.8487 | 3.9512 | 4.0451 | 4.1091 | 4.1721 | 4.227 | 4.274 | 4.3132 | 4.3517
Data centres (MW) | MW | SEPD | Leading the Way | Thurso | 0 | 0 | 0 | 0 | 0 | 0 | 0 | 0 | 0 | 0 | 0 | 0 | 0 | 0 | 0 | 0 | 0 | 0 | 0 | 0 | 0 | 0 | 0 | 0 | 0 | 0 | 0 | 0 | 0 | 0 | 0 | 0
Dem_BB001a | Number of homes (cumulative) | SEPD | Leading the Way | Thurso | 0 | 173.2794 | 270.7014 | 351.9022 | 427.1188 | 452.3096 | 470.8269 | 484.309 | 497.7407 | 511.2547 | 526.669 | 540.3167 | 546.3167 | 547.3167 | 547.3167 | 547.3167 | 547.3167 | 549.2627 | 551.3891 | 553.2627 | 554.9607 | 556.513 | 557.3739 | 558.0812 | 558.6507 | 559.1031 | 559.4738 | 559.7762 | 560.0213 | 560.1993 | 560.3176 | 560.3737
Dem_BB002b | Floorspace (m2) (cumulative) | SEPD | Leading the Way | Thurso | 0 | 8550 | 57553.3333 | 110455.7333 | 154076.5 | 214336.1833 | 287138.0292 | 345225.3708 | 405808.2083 | 451673.925 | 510372.975 | 545830.3583 | 575769.375 | 597873.025 | 619454.5125 | 632920.5042 | 641991 | 647832.6667 | 651941 | 653391 | 654341 | 654941 | 655441 | 655541 | 655541 | 655541 | 655541 | 655541 | 655541 | 655541 | 655541 | 655541
Domestic direct electric heating | Number | SEPD | Leading the Way | Thurso | 7981.2942 | 8000.0934 | 8010.6722 | 8009.5411 | 7983.9066 | 7925.8784 | 7848.3387 | 7771.8274 | 7699.3975 | 7630.8889 | 7564.2083 | 7222.9802 | 7209.3889 | 7202.9288 | 7159.0011 | 7115.9533 | 7074.1241 | 7033.3333 | 6992.2419 | 6951.8817 | 6912.235 | 6873.4632 | 6836.5187 | 6800.1217 | 6764.2363 | 6728.78 | 6693.9794 | 6659.7435 | 6625.6482 | 6591.8321 | 6558.2792 | 6525.0179
Gas: Hydrogen peaking | MW | SEPD | Leading the Way | Thurso | 0 | 0 | 0 | 0 | 0 | 0 | 0 | 0 | 0 | 0 | 0 | 0 | 0 | 0 | 0 | 0 | 0 | 0 | 0 | 0 | 0 | 0 | 0 | 0 | 0 | 0 | 0 | 0 | 0 | 0 | 0 | 0
Gen_BB001 | MW | SEPD | Leading the Way | Thurso | 10 | 10 | 10 | 10 | 10 | 10 | 10 | 10 | 10 | 10 | 10 | 10 | 10 | 10 | 10 | 10 | 0 | 0 | 0 | 0 | 0 | 0 | 0 | 0 | 0 | 0 | 0 | 0 | 0 | 0 | 0 | 0
Gen_BB004 | MW | SEPD | Leading the Way | Thurso | 0 | 0 | 0 | 0 | 0 | 0 | 0 | 0 | 0 | 0 | 0 | 0 | 0 | 0 | 0 | 0 | 0 | 0 | 0 | 0 | 0 | 0 | 0 | 0 | 0 | 0 | 0 | 0 | 0 | 0 | 0 | 0
Gen_BB005 | MW | SEPD | Leading the Way | Thurso | 0 | 0 | 0 | 0 | 0 | 0 | 0 | 0 | 0 | 0 | 0 | 0 | 0 | 0 | 0 | 0 | 0 | 0 | 0 | 0 | 0 | 0 | 0 | 0 | 0 | 0 | 0 | 0 | 0 | 0 | 0 | 0
Gen_BB006 | MW | SEPD | Leading the Way | Thurso | 0 | 0 | 0 | 0 | 0 | 0 | 0 | 0 | 0 | 0 | 0 | 0 | 0 | 0 | 0 | 0 | 0 | 0 | 0 | 0 | 0 | 0 | 0 | 0 | 0 | 0 | 0 | 0 | 0 | 0 | 0 | 0
Gen_BB008 | MW | SEPD | Leading the Way | Thurso | 0 | 0 | 0 | 0 | 0 | 0 | 0 | 0 | 0 | 0 | 0 | 0 | 0 | 0 | 0 | 0 | 0 | 0 | 0 | 0 | 0 | 0 | 0 | 0 | 0 | 0 | 0 | 0 | 0 | 0 | 0 | 0
Gen_BB010 | MW | SEPD | Leading the Way | Thurso | 3.5 | 3.5 | 3.5 | 3.5 | 3.5 | 3.5 | 3.5 | 3.5 | 3.5 | 3.5 | 3.5 | 3.5 | 3.5 | 3.5 | 3.5 | 3.5 | 3.5 | 3.5 | 3.5 | 3.5 | 3.5 | 3.5 | 3.5 | 3.5 | 3.5 | 3.5 | 3.5 | 3.5 | 3.5 | 3.5 | 3.5 | 3.5
Gen_BB011 | MW | SEPD | Leading the Way | Thurso | 0 | 0 | 0 | 0 | 0 | 0 | 0 | 0 | 0 | 0 | 0 | 0 | 0 | 0 | 0 | 0 | 0 | 0 | 0 | 0 | 0 | 0 | 0 | 0 | 0 | 0 | 0 | 0 | 0 | 0 | 0 | 0
Gen_BB012 | MW | SEPD | Leading the Way | Thurso | 0.17836 | 0.18456 | 0.19385 | 0.20535 | 0.21989 | 0.2357 | 0.25412 | 0.28873 | 0.32049 | 0.35733 | 0.39205 | 0.42497 | 0.45665 | 0.48746 | 0.51769 | 0.54752 | 0.58339 | 0.61518 | 0.64717 | 0.67894 | 0.7108 | 0.74282 | 0.77339 | 0.80212 | 0.82901 | 0.84864 | 0.86829 | 0.88612 | 0.90217 | 0.91643 | 0.93073 | 0.94509
Gen_BB013 | MW | SEPD | Leading the Way | Thurso | 2.8681 | 2.9114 | 2.967 | 3.0362 | 3.1243 | 3.2043 | 3.2971 | 3.4657 | 3.6293 | 3.8275 | 4.0248 | 4.2195 | 4.4141 | 4.6114 | 4.8182 | 5.0313 | 5.3327 | 5.6112 | 5.8845 | 6.1605 | 6.4413 | 6.7281 | 7.0207 | 7.3008 | 7.5688 | 7.7855 | 8.0017 | 8.2046 | 8.3945 | 8.5712 | 8.748 | 8.9252
Gen_BB014 | MW | SEPD | Leading the Way | Thurso | 0 | 0 | 0 | 0 | 0 | 0 | 0 | 0 | 0 | 0 | 0 | 0 | 0 | 0 | 0 | 0 | 0 | 0 | 0 | 0 | 0 | 0 | 0 | 0 | 0 | 0 | 0 | 0 | 0 | 0 | 0 | 0
Gen_BB015 | MW | SEPD | Leading the Way | Thurso | 164.35 | 164.35 | 200.35 | 200.35 | 227.87 | 272.27 | 337.27 | 337.27 | 350.876 | 356.5874 | 363.8061 | 373.5715 | 378.2939 | 406.8534 | 413.0684 | 416.6748 | 432.3673 | 436.2881 | 440.4514 | 444.8721 | 457.2795 | 461.786 | 466.2207 | 470.3717 | 474.3483 | 478.1088 | 481.8043 | 485.4624 | 489.0643 | 492.8068 | 496.4704 | 500.2684
Gen_BB016 | MW | SEPD | Leading the Way | Thurso | 12.8569 | 13.8069 | 13.8109 | 13.8172 | 13.8276 | 13.8779 | 13.909 | 13.9661 | 14.0708 | 14.2426 | 14.5443 | 14.8552 | 15.2336 | 16.6328 | 18.3568 | 21.215 | 21.6675 | 22.5204 | 22.8038 | 23.0825 | 23.3562 | 23.6249 | 23.8888 | 24.1477 | 24.4015 | 24.65 | 24.8932 | 25.1388 | 25.3869 | 25.6374 | 25.8904 | 26.146
Gen_BB017 | MW | SEPD | Leading the Way | Thurso | 25.9 | 25.9 | 25.9 | 25.9 | 25.9 | 25.9 | 25.9 | 25.9 | 25.9 | 25.9 | 25.9 | 25.9 | 25.9 | 25.9 | 25.9 | 25.9 | 25.9 | 25.9 | 25.9 | 25.9 | 25.9 | 56.351 | 56.351 | 56.351 | 74.5008 | 74.5008 | 147.1004 | 147.1004 | 165.2503 | 192.4751 | 192.4751 | 192.4751
Gen_BB018 | MW | SEPD | Leading the Way | Thurso | 0.011 | 0.011 | 0.011 | 0.011 | 0.011 | 0.011 | 0.011 | 0.011 | 0.011 | 0.011 | 0.011 | 0.011 | 0.011 | 0.011 | 0.011 | 0.011 | 0.011 | 0.011 | 0.011 | 0.011 | 0.011 | 0.011 | 0.011 | 0.011 | 0.011 | 0.011 | 0.011 | 0.011 | 0.011 | 0.011 | 0.011 | 0.011
Hydrogen electrolysis | MW | SEPD | Leading the Way | Thurso | 0 | 0 | 0 | 0 | 0 | 0 | 0 | 0 | 0 | 0 | 0 | 0 | 0 | 0 | 0 | 0 | 0 | 0 | 0 | 0 | 0 | 0 | 0 | 0 | 0 | 0 | 0 | 0 | 0 | 0 | 0 | 0
Lct_BB001 | Number | SEPD | Leading the Way | Thurso | 92.9217 | 154.3912 | 276.982 | 558.4694 | 956.1825 | 1595.9798 | 2377.6796 | 3261.4717 | 4305.4463 | 5581.1439 | 7675.862 | 10027.5881 | 12433.6879 | 14922.2032 | 17432.6517 | 19936.4077 | 22013.0809 | 23633.8894 | 24804.864 | 25560.6674 | 26004.0507 | 25780.8485 | 25476.2752 | 25073.8237 | 24591.6264 | 23943.33 | 23178.0198 | 22302.8571 | 21315.6226 | 20206.1991 | 18964.0594 | 17587.8146
Lct_BB003 | Number | SEPD | Leading the Way | Thurso | 0 | 0 | 0 | 0 | 0 | 0 | 0 | 0 | 0 | 0 | 0 | 0 | 0 | 0 | 0 | 0 | 0 | 0 | 0 | 0 | 0 | 0 | 0 | 0 | 0 | 0 | 0 | 0 | 0 | 0 | 0 | 0
Lct_BB005 | Number | SEPD | Leading the Way | Thurso | 1387.7249 | 1517.9718 | 1542.2101 | 1833.1908 | 2638.0724 | 3376.2162 | 4218.567 | 4939.8724 | 6007.8062 | 7048.852 | 8162.2359 | 9798.6782 | 10547.5702 | 11279.3623 | 11997.8301 | 12702.1164 | 13394.2554 | 13772.8205 | 14147.8084 | 14608.1544 | 14884.816 | 15194.8219 | 15357.2997 | 15521.5564 | 15762.4124 | 16010.4553 | 16263.4566 | 16308.4566 | 16353.4566 | 16398.4566 | 16443.4566 | 16488.4566
Lct_BB006 | Number | SEPD | Leading the Way | Thurso | 0 | 0 | 3.4536 | 6.8626 | 10.2264 | 13.5453 | 16.819 | 23.8054 | 30.6799 | 37.4421 | 44.0898 | 59.3077 | 94.0975 | 128.499 | 162.5136 | 196.1419 | 229.3812 | 269.1283 | 308.411 | 347.2314 | 385.5888 | 423.4822 | 444.5443 | 465.4634 | 486.2403 | 506.8749 | 527.3669 | 527.3669 | 527.3669 | 527.3669 | 527.3669 | 527.3669
Lct_BB007 | Number | SEPD | Leading the Way | Thurso | 9.6834 | 12.6005 | 12.3452 | 20.5496 | 38.2623 | 51.5029 | 65.1224 | 78.6726 | 96.9579 | 115.4285 | 135.7256 | 159.5243 | 171.363 | 183.0495 | 194.5839 | 205.9662 | 217.1965 | 223.9438 | 231.1598 | 240.5759 | 247.7386 | 256.5603 | 260.216 | 264.9083 | 269.622 | 274.3573 | 279.114 | 279.2331 | 279.4385 | 279.6726 | 279.9355 | 280.2272
Lct_BB008 | Number | SEPD | Leading the Way | Thurso | 0 | 0 | 0.42179 | 0.8381 | 1.249 | 1.6544 | 2.0543 | 2.9076 | 3.7472 | 4.573 | 5.385 | 6.1833 | 8.0082 | 9.8128 | 11.5972 | 13.3612 | 15.105 | 17.1899 | 19.2507 | 21.2871 | 23.2992 | 25.2871 | 26.3918 | 27.4892 | 28.579 | 29.6615 | 30.7364 | 30.7364 | 30.7364 | 30.7364 | 30.7364 | 30.7364
Lct_BB010b | MW | SEPD | Leading the Way | Thurso | 0.648 | 0.81506 | 1.1976 | 2.3647 | 4.0995 | 6.329 | 9.3365 | 12.8135 | 16.7842 | 22.2629 | 31.7449 | 41.9549 | 54.5916 | 68.912 | 80.8326 | 90.4801 | 97.3295 | 100.9636 | 104.4938 | 105.5214 | 105.8906 | 105.907 | 105.9191 | 105.9269 | 105.9315 | 105.9315 | 105.9315 | 105.9315 | 105.9315 | 105.9315 | 105.9315 | 105.9315
Lct_BB011b | MW | SEPD | Leading the Way | Thurso | 0.229 | 0.2678 | 0.36358 | 0.54966 | 0.75876 | 1.0003 | 1.4037 | 1.9875 | 2.7095 | 3.268 | 3.8796 | 4.579 | 5.2663 | 6.011 | 6.7633 | 7.4647 | 8.0641 | 8.5259 | 8.8447 | 9.0261 | 9.1074 | 9.1305 | 9.1352 | 9.1441 | 9.157 | 9.1757 | 9.2014 | 9.2014 | 9.2014 | 9.2014 | 9.2016 | 9.2583
Lct_BB012b | MW | SEPD | Leading the Way | Thurso | 1.593 | 1.6243 | 1.6597 | 1.73 | 1.8067 | 1.8837 | 1.9793 | 2.1156 | 2.2767 | 2.4615 | 2.6724 | 2.9077 | 3.2351 | 3.5858 | 3.9342 | 4.2595 | 4.5389 | 4.7599 | 4.9205 | 5.0246 | 5.0857 | 5.0925 | 5.0978 | 5.1015 | 5.1039 | 5.105 | 5.105 | 5.105 | 5.105 | 5.105 | 5.105 | 5.105
Lct_BB013b | MW | SEPD | Leading the Way | Thurso | 0.068 | 0.0792 | 0.09043 | 0.11379 | 0.13514 | 0.15779 | 0.20357 | 0.26914 | 0.34114 | 0.37745 | 0.41386 | 0.45445 | 0.50266 | 0.55161 | 0.59841 | 0.63878 | 0.67046 | 0.69168 | 0.70308 | 0.70524 | 0.70524 | 0.70524 | 0.70524 | 0.70524 | 0.70524 | 0.70524 | 0.70524 | 0.70524 | 0.70524 | 0.70524 | 0.70524 | 0.70524
Lct_BB014 | Number | SEPD | Leading the Way | Thurso | 17.6911 | 17.8269 | 17.834 | 17.9872 | 18.1474 | 18.1883 | 18.3456 | 18.3881 | 18.4868 | 18.5855 | 18.6843 | 18.783 | 18.8817 | 18.9804 | 19.0792 | 19.1779 | 19.2766 | 19.3754 | 19.4741 | 19.5728 | 19.6715 | 19.7703 | 19.869 | 19.9677 | 20.0665 | 20.1652 | 20.2639 | 20.3626 | 20.4614 | 20.5601 | 20.6588 | 20.7575
Other generation | MW | SEPD | Leading the Way | Thurso | 0 | 0 | 0 | 0 | 0 | 0 | 0 | 0 | 0 | 0 | 0 | 0 | 0 | 0 | 0 | 0 | 0 | 0 | 0 | 0 | 0 | 0 | 0 | 0 | 0 | 0 | 0 | 0 | 0 | 0 | 0 | 0
Srg_BB001 | MW | SEPD | Leading the Way | Thurso | 0 | 0.25018 | 0.49243 | 0.68178 | 0.90893 | 1.1933 | 2.0264 | 5.554 | 7.0669 | 8.6518 | 10.2566 | 12.7196 | 13.7218 | 14.8747 | 16.0047 | 17.1845 | 19.024 | 20.881 | 22.8249 | 24.768 | 26.7619 | 28.8248 | 29.551 | 30.288 | 31.0004 | 31.7199 | 32.4301 | 32.7132 | 32.9851 | 33.2451 | 33.5031 | 33.7487
Srg_BB002 | MW | SEPD | Leading the Way | Thurso | 0 | 0 | 0.057345 | 0.11656 | 0.17842 | 0.24431 | 0.31546 | 0.75295 | 0.92456 | 1.1118 | 1.3302 | 1.568 | 1.9086 | 2.2756 | 2.6679 | 3.085 | 3.5337 | 3.9049 | 4.2756 | 4.6658 | 5.0727 | 5.4983 | 5.6793 | 5.8503 | 6.008 | 6.1526 | 6.2514 | 6.3486 | 6.4334 | 6.506 | 6.5665 | 6.626
Data centres (MW) | MW | SEPD | Leading the Way | Tummel Bridge | 0 | 0 | 0 | 0 | 0 | 0 | 0 | 0 | 0 | 0 | 0 | 0 | 0 | 0 | 0 | 0 | 0 | 0 | 0 | 0 | 0 | 0 | 0 | 0 | 0 | 0 | 0 | 0 | 0 | 0 | 0 | 0
Dem_BB001a | Number of homes (cumulative) | SEPD | Leading the Way | Tummel Bridge | 0 | 10 | 31 | 60 | 97 | 136 | 175 | 216 | 251 | 285 | 318 | 353 | 371 | 386 | 399 | 412 | 422 | 429.6234 | 437.3045 | 442.9047 | 446.4486 | 449.0027 | 449.3099 | 449.5624 | 449.7656 | 449.9271 | 450.0594 | 450.1673 | 450.2548 | 450.3183 | 450.3606 | 450.3806
Dem_BB002b | Floorspace (m2) (cumulative) | SEPD | Leading the Way | Tummel Bridge | 0 | 0 | 3500 | 6650 | 10050 | 13700 | 17600 | 21750 | 26150 | 30800 | 35700 | 40850 | 43000 | 44750 | 46250 | 47500 | 48500 | 49250 | 49750 | 50000 | 50000 | 50000 | 50000 | 50000 | 50000 | 50000 | 50000 | 50000 | 50000 | 50000 | 50000 | 50000
Domestic direct electric heating | Number | SEPD | Leading the Way | Tummel Bridge | 1540.6384 | 1541.7134 | 1543.9841 | 1514.1346 | 1468.9876 | 1408.3828 | 1333.4101 | 1273.0926 | 1212.9678 | 1156.895 | 1109.8617 | 1076.7549 | 1065.4737 | 1061.1852 | 1053.0302 | 1045.1335 | 1037.2098 | 1029.8255 | 1022.6698 | 1015.445 | 1008.2527 | 1001.1424 | 994.2935 | 987.5074 | 980.7845 | 974.3007 | 968.1963 | 962.4467 | 956.6915 | 950.9838 | 945.3145 | 939.6959
Gas: Hydrogen peaking | MW | SEPD | Leading the Way | Tummel Bridge | 0 | 0 | 0 | 0 | 0 | 0 | 0 | 0 | 0 | 0 | 0 | 0 | 0 | 0 | 0 | 0 | 0 | 0 | 0 | 0 | 0 | 0 | 0 | 0 | 0 | 0 | 0 | 0 | 0 | 0 | 0 | 0
Gen_BB001 | MW | SEPD | Leading the Way | Tummel Bridge | 0 | 0 | 0 | 0 | 0 | 0 | 0 | 0 | 0 | 0 | 0 | 0 | 0 | 0 | 0 | 0 | 0 | 0 | 0 | 0 | 0 | 0 | 0 | 0 | 0 | 0 | 0 | 0 | 0 | 0 | 0 | 0
Gen_BB004 | MW | SEPD | Leading the Way | Tummel Bridge | 0 | 0 | 0 | 0 | 0 | 0 | 0 | 0 | 0 | 0 | 0 | 0 | 0 | 0 | 0 | 0 | 0 | 0 | 0 | 0 | 0 | 0 | 0 | 0 | 0 | 0 | 0 | 0 | 0 | 0 | 0 | 0
Gen_BB005 | MW | SEPD | Leading the Way | Tummel Bridge | 0 | 0 | 0 | 0 | 0 | 0 | 0 | 0 | 0 | 0 | 0 | 0 | 0 | 0 | 0 | 0 | 0 | 0 | 0 | 0 | 0 | 0 | 0 | 0 | 0 | 0 | 0 | 0 | 0 | 0 | 0 | 0
Gen_BB006 | MW | SEPD | Leading the Way | Tummel Bridge | 0 | 0 | 0 | 0 | 0 | 0 | 0 | 0 | 0 | 0 | 0 | 0 | 0 | 0 | 0 | 0 | 0 | 0 | 0 | 0 | 0 | 0 | 0 | 0 | 0 | 0 | 0 | 0 | 0 | 0 | 0 | 0
Gen_BB008 | MW | SEPD | Leading the Way | Tummel Bridge | 0 | 0 | 0 | 0 | 0 | 0 | 0 | 0 | 0 | 0 | 0 | 0 | 0 | 0 | 0 | 0 | 0 | 0 | 0 | 0 | 0 | 0 | 0 | 0 | 0 | 0 | 0 | 0 | 0 | 0 | 0 | 0
Gen_BB010 | MW | SEPD | Leading the Way | Tummel Bridge | 0 | 0 | 0 | 0 | 0 | 0 | 0 | 0 | 0 | 0 | 0 | 0 | 0 | 0 | 0 | 0 | 0 | 0 | 0 | 0 | 0 | 0 | 0 | 0 | 0 | 0 | 0 | 0 | 0 | 0 | 0 | 0
Gen_BB011 | MW | SEPD | Leading the Way | Tummel Bridge | 0 | 0 | 0 | 0 | 0 | 0 | 0 | 0 | 0 | 0 | 0 | 0 | 0 | 0 | 0 | 0 | 0 | 0 | 0 | 0 | 0 | 0 | 0 | 0 | 0 | 0 | 0 | 0 | 0 | 0 | 0 | 0
Gen_BB012 | MW | SEPD | Leading the Way | Tummel Bridge | 0.0305 | 0.033045 | 0.036807 | 0.041371 | 0.047005 | 0.052955 | 0.059663 | 0.071625 | 0.081906 | 0.093069 | 0.1029 | 0.11165 | 0.11968 | 0.12717 | 0.13426 | 0.14103 | 0.15012 | 0.15809 | 0.16603 | 0.17386 | 0.18165 | 0.18942 | 0.1968 | 0.20372 | 0.21018 | 0.21493 | 0.21967 | 0.22399 | 0.22789 | 0.23137 | 0.23487 | 0.23838
Gen_BB013 | MW | SEPD | Leading the Way | Tummel Bridge | 1.1847 | 1.1892 | 1.198 | 1.2122 | 1.2335 | 1.2601 | 1.2919 | 1.3371 | 1.3798 | 1.4281 | 1.4773 | 1.5301 | 1.5693 | 1.6119 | 1.6569 | 1.7053 | 1.7861 | 1.8585 | 1.93 | 2.0003 | 2.0707 | 2.1412 | 2.2115 | 2.2787 | 2.3428 | 2.3976 | 2.4524 | 2.5044 | 2.5536 | 2.6001 | 2.6467 | 2.6935
Gen_BB014 | MW | SEPD | Leading the Way | Tummel Bridge | 0 | 0 | 0 | 0 | 0 | 0 | 0 | 0 | 0 | 0 | 0 | 0 | 0 | 0 | 0 | 0 | 0 | 0 | 0 | 0 | 0 | 0 | 0 | 0 | 0 | 0 | 0 | 0 | 0 | 0 | 0 | 0
Gen_BB015 | MW | SEPD | Leading the Way | Tummel Bridge | 0 | 0 | 0 | 0 | 0 | 0 | 0 | 0 | 0 | 0.79655 | 1.6652 | 2.5465 | 3.821 | 4.6926 | 5.6413 | 6.6146 | 7.6111 | 8.6693 | 9.7929 | 10.986 | 12.1755 | 13.3917 | 14.5886 | 15.7089 | 16.7821 | 17.797 | 18.7944 | 19.7817 | 20.7538 | 21.7638 | 22.7525 | 23.7776
Gen_BB016 | MW | SEPD | Leading the Way | Tummel Bridge | 0.87872 | 0.87872 | 0.87978 | 0.88149 | 0.88431 | 0.89786 | 0.90626 | 0.92166 | 0.94992 | 0.9963 | 1.0777 | 1.1616 | 1.2638 | 1.3553 | 1.4468 | 1.5759 | 2.171 | 2.5162 | 2.5927 | 2.6679 | 2.7418 | 2.8143 | 2.8855 | 2.9554 | 3.0239 | 3.091 | 3.1566 | 3.2229 | 3.2898 | 3.3575 | 3.4257 | 3.4947
Gen_BB017 | MW | SEPD | Leading the Way | Tummel Bridge | 0 | 0 | 0 | 0 | 0 | 0 | 0 | 0 | 0 | 0 | 0 | 0 | 0 | 0 | 0 | 0 | 0 | 0 | 0 | 0 | 0 | 0 | 0 | 0 | 0 | 0 | 0 | 0 | 0 | 0 | 0 | 0
Gen_BB018 | MW | SEPD | Leading the Way | Tummel Bridge | 68.0844 | 68.0844 | 68.0844 | 68.0844 | 68.135 | 68.4452 | 68.5535 | 68.7486 | 68.9226 | 69.1176 | 69.2912 | 69.4863 | 69.6601 | 69.8555 | 70.0502 | 70.224 | 70.4193 | 70.5799 | 70.7503 | 70.8882 | 71.0383 | 71.1798 | 71.2919 | 71.4188 | 71.5392 | 71.6329 | 71.7424 | 71.8477 | 71.9487 | 72.0247 | 72.1189 | 72.21
Hydrogen electrolysis | MW | SEPD | Leading the Way | Tummel Bridge | 0 | 0 | 0 | 0 | 0 | 0 | 0 | 0 | 0 | 0 | 0 | 0 | 0 | 0 | 0 | 0 | 0 | 0 | 0 | 0 | 0 | 0 | 0 | 0 | 0 | 0 | 0 | 0 | 0 | 0 | 0 | 0
Lct_BB001 | Number | SEPD | Leading the Way | Tummel Bridge | 27.773 | 46.0748 | 83.2941 | 168.8232 | 289.9757 | 493.1114 | 737.1696 | 1010.5977 | 1330.4353 | 1717.1789 | 2338.8513 | 3060.5425 | 3805.2376 | 4583.9039 | 5373.6534 | 6163.6919 | 6830.3933 | 7362.3085 | 7759.4462 | 8030.7011 | 8205.7147 | 8174.7004 | 8116.0841 | 8024.3441 | 7905.0842 | 7729.6231 | 7508.1205 | 7251.2548 | 6958.077 | 6625.4403 | 6249.7128 | 5828.8728
Lct_BB003 | Number | SEPD | Leading the Way | Tummel Bridge | 0 | 0 | 0 | 0 | 0 | 0 | 0 | 0 | 0 | 1.1687 | 2.0575 | 2.8986 | 4.9753 | 7.0726 | 9.4326 | 11.8556 | 14.2436 | 16.3973 | 18.2355 | 19.6549 | 20.7516 | 21.6582 | 22.2862 | 22.8779 | 23.4485 | 24.0803 | 24.7583 | 24.3759 | 24.1638 | 24.1189 | 24.2271 | 24.4642
Lct_BB005 | Number | SEPD | Leading the Way | Tummel Bridge | 146.9605 | 179.4213 | 185.8426 | 266.6164 | 473.3166 | 654.8958 | 851.5777 | 1027.1897 | 1256.9823 | 1490.534 | 1720.5402 | 2123.9952 | 2321.0373 | 2516.3079 | 2709.4278 | 2901.039 | 3089.4759 | 3205.7591 | 3328.8594 | 3486.1034 | 3608.1368 | 3759.2195 | 3839.9881 | 3921.0854 | 4012.535 | 4106.8167 | 4202.5569 | 4215.7569 | 4228.9569 | 4242.1569 | 4255.3569 | 4268.5569
Lct_BB006 | Number | SEPD | Leading the Way | Tummel Bridge | 0 | 0 | 3.3757 | 6.7081 | 9.9959 | 13.2408 | 16.4418 | 23.2719 | 29.9915 | 36.6004 | 43.1001 | 55.6504 | 84.3449 | 112.7208 | 140.7768 | 168.514 | 195.9313 | 228.7144 | 261.1159 | 293.1357 | 324.7733 | 356.0297 | 373.4008 | 390.6553 | 407.7918 | 424.8118 | 441.714 | 441.714 | 441.714 | 441.714 | 441.714 | 441.714
Lct_BB007 | Number | SEPD | Leading the Way | Tummel Bridge | 16.9706 | 22.0829 | 21.6356 | 36.0141 | 67.0564 | 90.2611 | 114.1299 | 137.8772 | 169.9229 | 202.2936 | 237.8652 | 279.5735 | 300.3213 | 320.8024 | 341.0168 | 360.9648 | 380.6464 | 392.4714 | 405.1177 | 421.6198 | 434.1728 | 449.6333 | 456.0401 | 464.2635 | 472.5246 | 480.8233 | 489.1597 | 489.3685 | 489.7284 | 490.1388 | 490.5995 | 491.1107
Lct_BB008 | Number | SEPD | Leading the Way | Tummel Bridge | 0 | 0 | 0.73915 | 1.4688 | 2.1888 | 2.8993 | 3.6003 | 5.0958 | 6.5671 | 8.0144 | 9.4375 | 10.8364 | 14.0347 | 17.1974 | 20.3245 | 23.416 | 26.472 | 30.1261 | 33.7376 | 37.3065 | 40.8329 | 44.3167 | 46.2529 | 48.176 | 50.0861 | 51.9831 | 53.867 | 53.867 | 53.867 | 53.867 | 53.867 | 53.867
Lct_BB010b | MW | SEPD | Leading the Way | Tummel Bridge | 0.189 | 0.24309 | 0.36554 | 0.7004 | 1.1878 | 1.84 | 2.6245 | 3.6534 | 4.8313 | 6.3592 | 9.1396 | 12.0816 | 15.3325 | 19.2163 | 23.5092 | 26.7001 | 28.1242 | 29.4337 | 30.5425 | 30.7481 | 30.8364 | 30.8434 | 30.8485 | 30.8518 | 30.8537 | 30.8537 | 30.8537 | 30.8537 | 30.8537 | 30.8537 | 30.8537 | 30.8537
Lct_BB011b | MW | SEPD | Leading the Way | Tummel Bridge | 0.05 | 0.0617 | 0.08652 | 0.13839 | 0.19609 | 0.26383 | 0.38414 | 0.56814 | 0.79632 | 0.96101 | 1.1396 | 1.3451 | 1.5299 | 1.7302 | 1.9342 | 2.1249 | 2.2894 | 2.4168 | 2.5048 | 2.5557 | 2.5792 | 2.5873 | 2.5888 | 2.5918 | 2.5966 | 2.6032 | 2.6124 | 2.6124 | 2.6124 | 2.6124 | 2.6125 | 2.6325
Lct_BB012b | MW | SEPD | Leading the Way | Tummel Bridge | 0.926 | 0.9377 | 0.95258 | 0.97853 | 1.0051 | 1.0293 | 1.0573 | 1.1068 | 1.1652 | 1.2341 | 1.3128 | 1.4011 | 1.5242 | 1.6563 | 1.7875 | 1.9099 | 2.0156 | 2.0995 | 2.1608 | 2.2011 | 2.2252 | 2.2306 | 2.2348 | 2.2376 | 2.2395 | 2.2403 | 2.2403 | 2.2403 | 2.2403 | 2.2403 | 2.2403 | 2.2403
Lct_BB013b | MW | SEPD | Leading the Way | Tummel Bridge | 0 | 0.0038 | 0.00755 | 0.01541 | 0.02259 | 0.03021 | 0.0456 | 0.06766 | 0.09187 | 0.10408 | 0.11633 | 0.12998 | 0.1462 | 0.16267 | 0.17842 | 0.192 | 0.20265 | 0.20979 | 0.21363 | 0.21437 | 0.21437 | 0.21437 | 0.21437 | 0.21437 | 0.21437 | 0.21437 | 0.21437 | 0.21437 | 0.21437 | 0.21437 | 0.21437 | 0.21437
Lct_BB014 | Number | SEPD | Leading the Way | Tummel Bridge | 4.3956 | 4.4293 | 4.4311 | 4.4691 | 4.5089 | 4.5191 | 4.5582 | 4.5687 | 4.5933 | 4.6178 | 4.6423 | 4.6669 | 4.6914 | 4.7159 | 4.7405 | 4.765 | 4.7895 | 4.814 | 4.8386 | 4.8631 | 4.8876 | 4.9122 | 4.9367 | 4.9612 | 4.9858 | 5.0103 | 5.0348 | 5.0593 | 5.0839 | 5.1084 | 5.1329 | 5.1575
Other generation | MW | SEPD | Leading the Way | Tummel Bridge | 0 | 0 | 0 | 0 | 0 | 0 | 0 | 0 | 0 | 0 | 0 | 0 | 0 | 0 | 0 | 0 | 0 | 0 | 0 | 0 | 0 | 0 | 0 | 0 | 0 | 0 | 0 | 0 | 0 | 0 | 0 | 0
Srg_BB001 | MW | SEPD | Leading the Way | Tummel Bridge | 0 | 0.19076 | 0.2518 | 0.27469 | 0.29758 | 0.32047 | 0.57227 | 1.5816 | 2.0331 | 2.5073 | 3.0043 | 3.545 | 5.2768 | 7.0157 | 8.7565 | 10.5025 | 12.2888 | 13.1644 | 14.0556 | 14.9556 | 15.8643 | 16.7839 | 17.0864 | 17.3915 | 17.6966 | 18.0045 | 18.3136 | 18.3431 | 18.3724 | 18.4012 | 18.4304 | 18.4588
Srg_BB002 | MW | SEPD | Leading the Way | Tummel Bridge | 0 | 0 | 0.023349 | 0.047203 | 0.071787 | 0.097589 | 0.12498 | 0.28799 | 0.35006 | 0.41554 | 0.48951 | 0.56778 | 0.67692 | 0.79169 | 0.91166 | 1.0365 | 1.169 | 1.2775 | 1.3846 | 1.4964 | 1.6119 | 1.7317 | 1.7823 | 1.8298 | 1.8734 | 1.9131 | 1.9402 | 1.9668 | 1.9899 | 2.0097 | 2.0261 | 2.0422
Data centres (MW) | MW | SEPD | Leading the Way | Willowdale | 0 | 0 | 0 | 0 | 0 | 0 | 0 | 0 | 0 | 0 | 0 | 0 | 0 | 0 | 0 | 0 | 0 | 0 | 0 | 0 | 0 | 0 | 0 | 0 | 0 | 0 | 0 | 0 | 0 | 0 | 0 | 0
Dem_BB001a | Number of homes (cumulative) | SEPD | Leading the Way | Willowdale | 0 | 150.7942 | 287.9148 | 460.5292 | 539.1796 | 589.7713 | 663.4801 | 730.1748 | 796.7138 | 867.5077 | 928.9925 | 971.1959 | 997.0796 | 1015.0796 | 1031.0796 | 1047.0796 | 1060.0796 | 1070.9943 | 1082.0864 | 1089.9298 | 1093.6005 | 1095.0105 | 1095.7926 | 1096.435 | 1096.9523 | 1097.3632 | 1097.7 | 1097.9747 | 1098.1973 | 1098.359 | 1098.4665 | 1098.5174
Dem_BB002b | Floorspace (m2) (cumulative) | SEPD | Leading the Way | Willowdale | 0 | 0 | 0 | 0 | 0 | 0 | 0 | 0 | 0 | 0 | 0 | 0 | 0 | 0 | 0 | 0 | 0 | 0 | 0 | 0 | 0 | 0 | 0 | 0 | 0 | 0 | 0 | 0 | 0 | 0 | 0 | 0
Domestic direct electric heating | Number | SEPD | Leading the Way | Willowdale | 2651.8176 | 2668.0149 | 2682.9198 | 2645.8299 | 2544.2416 | 2390.357 | 2203.3866 | 2042.2208 | 1904.6655 | 1773.2978 | 1647.5549 | 1553.8009 | 1520.824 | 1507.6897 | 1487.2458 | 1467.4627 | 1448.2985 | 1429.4481 | 1410.1401 | 1391.3909 | 1373.1409 | 1354.995 | 1338.8591 | 1323.4386 | 1308.2321 | 1293.3109 | 1278.4238 | 1263.7326 | 1249.5015 | 1235.4419 | 1222.5644 | 1210.0207
Gas: Hydrogen peaking | MW | SEPD | Leading the Way | Willowdale | 0 | 0 | 0 | 0 | 0 | 0 | 0 | 0 | 0 | 0 | 0 | 0 | 0 | 0 | 0 | 0 | 0 | 0 | 0 | 0 | 0 | 0 | 0 | 0 | 0 | 0 | 1.99 | 1.99 | 1.99 | 1.99 | 1.99 | 1.99
Gen_BB001 | MW | SEPD | Leading the Way | Willowdale | 1.99 | 1.99 | 1.99 | 1.99 | 1.99 | 1.99 | 1.99 | 1.99 | 1.99 | 1.99 | 1.99 | 1.99 | 1.99 | 1.99 | 1.99 | 1.99 | 0.995 | 0.995 | 0 | 0 | 0 | 0 | 0 | 0 | 0 | 0 | 0 | 0 | 0 | 0 | 0 | 0
Gen_BB004 | MW | SEPD | Leading the Way | Willowdale | 0 | 0 | 0 | 0 | 0 | 0 | 0 | 0 | 0 | 0 | 0 | 0 | 0 | 0 | 0 | 0 | 0 | 0 | 0 | 0 | 0 | 0 | 0 | 0 | 0 | 0 | 0 | 0 | 0 | 0 | 0 | 0
Gen_BB005 | MW | SEPD | Leading the Way | Willowdale | 0 | 0 | 0 | 0 | 0 | 0 | 0 | 0 | 0 | 0 | 0 | 0 | 0 | 0 | 0 | 0 | 0 | 0 | 0 | 0 | 0 | 0 | 0 | 0 | 0 | 0 | 0 | 0 | 0 | 0 | 0 | 0
Gen_BB006 | MW | SEPD | Leading the Way | Willowdale | 0 | 0 | 0 | 0 | 0 | 0 | 0 | 0 | 0 | 0 | 0 | 0 | 0 | 0 | 0 | 0 | 0 | 0 | 0 | 0 | 0 | 0 | 0 | 0 | 0 | 0 | 0 | 0 | 0 | 0 | 0 | 0
Gen_BB008 | MW | SEPD | Leading the Way | Willowdale | 0 | 0 | 0 | 0 | 0 | 0 | 0 | 0 | 0 | 0 | 0 | 0 | 0 | 0 | 0 | 0 | 0 | 0 | 0 | 0 | 0 | 0 | 0 | 0 | 0 | 0 | 0 | 0 | 0 | 0 | 0 | 0
Gen_BB010 | MW | SEPD | Leading the Way | Willowdale | 0 | 0 | 0 | 0 | 0 | 0 | 0 | 0 | 0 | 0 | 0 | 0 | 0 | 0 | 0 | 0 | 0 | 0 | 0 | 0 | 0 | 0 | 0 | 0 | 0 | 0 | 0 | 0 | 0 | 0 | 0 | 0
Gen_BB011 | MW | SEPD | Leading the Way | Willowdale | 0 | 0 | 0 | 0 | 0 | 0 | 0 | 0 | 0 | 0 | 0 | 0 | 0 | 0 | 0 | 0 | 0 | 0 | 0 | 0 | 0 | 0 | 0 | 0 | 0 | 0 | 0 | 0 | 0 | 0 | 0 | 0
Gen_BB012 | MW | SEPD | Leading the Way | Willowdale | 0.31816 | 0.31841 | 0.31887 | 0.31957 | 0.32067 | 0.32214 | 0.3242 | 0.32904 | 0.33456 | 0.34214 | 0.35035 | 0.35899 | 0.36791 | 0.37709 | 0.38649 | 0.39611 | 0.41234 | 0.42715 | 0.44246 | 0.458 | 0.4739 | 0.49017 | 0.5059 | 0.52078 | 0.53477 | 0.54484 | 0.55493 | 0.56405 | 0.57218 | 0.5793 | 0.58645 | 0.59362
Gen_BB013 | MW | SEPD | Leading the Way | Willowdale | 0.10454 | 0.13187 | 0.1754 | 0.24452 | 0.30101 | 0.35519 | 0.43223 | 0.5478 | 0.66583 | 0.80737 | 0.94528 | 1.0704 | 1.1899 | 1.3133 | 1.4434 | 1.5801 | 1.8027 | 2.0079 | 2.2087 | 2.4093 | 2.6095 | 2.8093 | 3.0168 | 3.2181 | 3.4113 | 3.5724 | 3.7331 | 3.8854 | 4.0292 | 4.1647 | 4.3003 | 4.4362
Gen_BB014 | MW | SEPD | Leading the Way | Willowdale | 0 | 0 | 0 | 0 | 0 | 0 | 0 | 0 | 0 | 0 | 0 | 0 | 0 | 0 | 0 | 0 | 0 | 0 | 0 | 0 | 0 | 0 | 0 | 0 | 0 | 0 | 0 | 0 | 0 | 0 | 0 | 0
Gen_BB015 | MW | SEPD | Leading the Way | Willowdale | 0 | 0 | 0 | 0 | 0 | 0 | 0 | 0 | 0 | 0 | 0 | 0 | 0 | 0 | 0 | 0 | 0 | 0 | 0 | 0 | 0 | 0 | 0 | 0 | 0 | 0 | 0 | 0 | 0 | 0 | 0 | 0
Gen_BB016 | MW | SEPD | Leading the Way | Willowdale | 0 | 0 | 0 | 0 | 0 | 0 | 0 | 0 | 0 | 0 | 0 | 0 | 0 | 0 | 0 | 0 | 0 | 0 | 0 | 0 | 0 | 0 | 0 | 0 | 0 | 0 | 0 | 0 | 0 | 0 | 0 | 0
Gen_BB017 | MW | SEPD | Leading the Way | Willowdale | 0 | 0 | 0 | 0 | 0 | 0 | 0 | 0 | 0 | 0 | 0 | 0 | 0 | 0 | 0 | 0 | 0 | 0 | 0 | 0 | 0 | 0 | 0 | 0 | 0 | 0 | 0 | 0 | 0 | 0 | 0 | 0
Gen_BB018 | MW | SEPD | Leading the Way | Willowdale | 0.285 | 0.285 | 0.285 | 0.285 | 0.28596 | 0.29187 | 0.29393 | 0.29764 | 0.30096 | 0.30467 | 0.30797 | 0.31169 | 0.31499 | 0.31871 | 0.32242 | 0.32573 | 0.32945 | 0.3325 | 0.33575 | 0.33837 | 0.34123 | 0.34392 | 0.34606 | 0.34847 | 0.35076 | 0.35255 | 0.35463 | 0.35664 | 0.35856 | 0.36001 | 0.3618 | 0.36353
Hydrogen electrolysis | MW | SEPD | Leading the Way | Willowdale | 0 | 0 | 0 | 0 | 0 | 0 | 0 | 0 | 0 | 0 | 0 | 0 | 0 | 0 | 0 | 0 | 0 | 0 | 0 | 0 | 0 | 0 | 0 | 0 | 0 | 0 | 0 | 0 | 0 | 0 | 0 | 0
Lct_BB001 | Number | SEPD | Leading the Way | Willowdale | 46.7905 | 78.0871 | 142.1509 | 297.6157 | 527.6592 | 1065.4642 | 1637.7222 | 2235.9296 | 2874.3803 | 3570.8023 | 4380.9259 | 5737.4553 | 7212.8155 | 8866.0565 | 10572.6016 | 12272.9071 | 13831.4942 | 15157.1875 | 16234.6585 | 17068.3957 | 17709.0947 | 17917.0963 | 18057.945 | 18118.5293 | 18109.4293 | 17963.5845 | 17697.1403 | 17334.8871 | 16872.355 | 16298.3536 | 15601.034 | 14748.6229
Lct_BB003 | Number | SEPD | Leading the Way | Willowdale | 0 | 0 | 0 | 0.64477 | 1.5309 | 2.9698 | 5.3702 | 12.0701 | 27.6808 | 43.4105 | 60.988 | 79.1597 | 95.3709 | 117.5666 | 142.0973 | 167.1236 | 191.1702 | 212.3027 | 229.6538 | 242.6635 | 252.175 | 259.4265 | 264.3771 | 268.6065 | 272.3988 | 276.4467 | 280.7927 | 278.6212 | 277.5129 | 277.4151 | 278.2333 | 279.8299
Lct_BB005 | Number | SEPD | Leading the Way | Willowdale | 4.3941 | 203.0242 | 260.5518 | 1012.3446 | 2317.2579 | 3073.009 | 3759.0063 | 4925.039 | 6343.8118 | 7849.7283 | 9525.6843 | 10181.8859 | 10642.2056 | 11122.0449 | 11619.6329 | 12129.7292 | 12648.9722 | 13054.553 | 13520.0628 | 14139.8338 | 14744.8093 | 15507.6168 | 15881.9824 | 16259.7486 | 16579.9845 | 16891.499 | 17191.6801 | 17234.8801 | 17278.0801 | 17321.2801 | 17364.4801 | 17407.6801
Lct_BB006 | Number | SEPD | Leading the Way | Willowdale | 0 | 0 | 132.677 | 263.638 | 392.8836 | 520.414 | 646.2293 | 914.6568 | 1178.7568 | 1438.5278 | 1693.9682 | 1811.1104 | 2078.9127 | 2343.735 | 2605.5787 | 2864.4439 | 3120.3298 | 3426.2974 | 3728.6992 | 4027.5378 | 4322.8128 | 4614.523 | 4776.6493 | 4937.6792 | 5097.6148 | 5256.4558 | 5414.2034 | 5414.2034 | 5414.2034 | 5414.2034 | 5414.2034 | 5414.2034
Lct_BB007 | Number | SEPD | Leading the Way | Willowdale | 73.8866 | 96.1445 | 94.1968 | 156.7979 | 291.9498 | 392.9785 | 496.8987 | 600.2895 | 739.8103 | 880.7456 | 1035.6172 | 1217.2068 | 1307.5388 | 1396.7093 | 1484.7189 | 1571.5683 | 1657.2582 | 1708.7419 | 1763.8012 | 1835.648 | 1890.301 | 1957.6128 | 1985.5065 | 2021.3092 | 2057.276 | 2093.4067 | 2129.7015 | 2130.61 | 2132.177 | 2133.9634 | 2135.9693 | 2138.1946
Lct_BB008 | Number | SEPD | Leading the Way | Willowdale | 0 | 0 | 3.2182 | 6.3947 | 9.5297 | 12.6231 | 15.6748 | 22.1858 | 28.5917 | 34.8927 | 41.0886 | 47.1794 | 61.104 | 74.8738 | 88.4886 | 101.9487 | 115.2538 | 131.1628 | 146.8865 | 162.4249 | 177.7781 | 192.9459 | 201.3758 | 209.7488 | 218.0649 | 226.324 | 234.5263 | 234.5263 | 234.5263 | 234.5263 | 234.5263 | 234.5263
Lct_BB010b | MW | SEPD | Leading the Way | Willowdale | 0.084 | 0.20021 | 0.60052 | 1.2198 | 2.1081 | 3.2102 | 4.6114 | 6.1209 | 8.0564 | 10.499 | 13.0078 | 15.6504 | 18.6653 | 21.9501 | 25.3157 | 28.8849 | 31.8843 | 34.425 | 36.5109 | 37.8672 | 38.5951 | 38.7528 | 38.8689 | 38.9446 | 38.9882 | 38.9882 | 38.9882 | 38.9882 | 38.9882 | 38.9882 | 38.9882 | 38.9882
Lct_BB011b | MW | SEPD | Leading the Way | Willowdale | 0.011 | 0.0491 | 0.08606 | 0.19234 | 0.31073 | 0.44894 | 0.68848 | 1.0468 | 1.4911 | 1.8201 | 2.1776 | 2.5887 | 2.9716 | 3.3866 | 3.8083 | 4.2016 | 4.5394 | 4.8004 | 4.9817 | 5.0852 | 5.1325 | 5.1477 | 5.1507 | 5.1565 | 5.1652 | 5.1777 | 5.1948 | 5.1948 | 5.1948 | 5.1948 | 5.1951 | 5.2328
Lct_BB012b | MW | SEPD | Leading the Way | Willowdale | 0.561 | 0.5911 | 0.62171 | 0.68305 | 0.7481 | 0.81034 | 0.88486 | 1.0025 | 1.1418 | 1.3037 | 1.4894 | 1.6969 | 1.9867 | 2.2976 | 2.6069 | 2.8965 | 3.1462 | 3.3449 | 3.4907 | 3.5869 | 3.6454 | 3.6564 | 3.665 | 3.6709 | 3.6747 | 3.6766 | 3.6766 | 3.6766 | 3.6766 | 3.6766 | 3.6766 | 3.6766
Lct_BB013b | MW | SEPD | Leading the Way | Willowdale | 0 | 0 | 0 | 0 | 0 | 0 | 0 | 0 | 0 | 0 | 0 | 0 | 0 | 0 | 0 | 0 | 0 | 0 | 0 | 0 | 0 | 0 | 0 | 0 | 0 | 0 | 0 | 0 | 0 | 0 | 0 | 0
Lct_BB014 | Number | SEPD | Leading the Way | Willowdale | 159.5479 | 160.7724 | 160.8364 | 162.2183 | 163.6631 | 164.0322 | 165.4509 | 165.8338 | 166.7241 | 167.6145 | 168.5049 | 169.3953 | 170.2857 | 171.176 | 172.0664 | 172.9568 | 173.8472 | 174.7376 | 175.628 | 176.5183 | 177.4087 | 178.2991 | 179.1895 | 180.0799 | 180.9703 | 181.8606 | 182.751 | 183.6414 | 184.5318 | 185.4222 | 186.3126 | 187.2029
Other generation | MW | SEPD | Leading the Way | Willowdale | 0 | 0 | 0 | 0 | 0 | 0 | 0 | 0 | 0 | 0 | 0 | 0 | 0 | 0 | 0 | 0 | 0 | 0 | 0 | 0 | 0 | 0 | 0 | 0 | 0 | 0 | 0 | 0 | 0 | 0 | 0 | 0
Srg_BB001 | MW | SEPD | Leading the Way | Willowdale | 0 | 0.13646 | 0.18013 | 0.19651 | 0.21288 | 0.22926 | 0.40939 | 0.93342 | 1.059 | 1.1954 | 1.3428 | 1.5011 | 1.5229 | 1.5448 | 1.5666 | 1.5884 | 1.6103 | 1.643 | 1.6758 | 1.7085 | 1.7413 | 1.774 | 1.8423 | 1.9105 | 1.9787 | 2.047 | 2.1152 | 2.1152 | 2.1152 | 2.1152 | 2.1152 | 2.1152
Srg_BB002 | MW | SEPD | Leading the Way | Willowdale | 0 | 0 | 0.0026103 | 0.0056995 | 0.0094425 | 0.014019 | 0.019691 | 0.062834 | 0.082641 | 0.10774 | 0.14062 | 0.18 | 0.24089 | 0.31085 | 0.38986 | 0.47793 | 0.58225 | 0.67488 | 0.77317 | 0.88217 | 1.0012 | 1.1309 | 1.188 | 1.2435 | 1.2961 | 1.345 | 1.3789 | 1.4126 | 1.4424 | 1.4681 | 1.4896 | 1.511
Data centres (MW) | MW | SEPD | Leading the Way | Woodhill | 0 | 0 | 0 | 0 | 0 | 0 | 0 | 0 | 0 | 0 | 0 | 0 | 0 | 0 | 0 | 0 | 0 | 0 | 0 | 0 | 0 | 0 | 0 | 0 | 0 | 0 | 0 | 0 | 0 | 0 | 0 | 0
Dem_BB001a | Number of homes (cumulative) | SEPD | Leading the Way | Woodhill | 0 | 118.6998 | 346.7894 | 529.2743 | 622.8024 | 695.2601 | 767.8579 | 829.2931 | 890.4968 | 954.0794 | 1020.2027 | 1089.3712 | 1151.6008 | 1215.3338 | 1285.5932 | 1331.0647 | 1390.3065 | 1410.5957 | 1431.0971 | 1449.3011 | 1464.2986 | 1476.9861 | 1485.9221 | 1492.6909 | 1496.31 | 1497.8018 | 1498.2048 | 1498.5336 | 1498.8 | 1498.9936 | 1499.1222 | 1499.1831
Dem_BB002b | Floorspace (m2) (cumulative) | SEPD | Leading the Way | Woodhill | 0 | 37125 | 66825 | 93637.5 | 97762.5 | 101887.5 | 106012.5 | 109312.5 | 112612.5 | 115912.5 | 119212.5 | 122512.5 | 123750 | 123750 | 123750 | 123750 | 123750 | 123750 | 123750 | 123750 | 123750 | 123750 | 123750 | 123750 | 123750 | 123750 | 123750 | 123750 | 123750 | 123750 | 123750 | 123750
Domestic direct electric heating | Number | SEPD | Leading the Way | Woodhill | 953.6699 | 966.5262 | 991.2578 | 1023.4619 | 1020.6317 | 994.2772 | 952.86 | 893.742 | 836.8079 | 783.2598 | 731.9925 | 697.7985 | 660.1519 | 646.925 | 645.5144 | 642.9613 | 641.4823 | 641.4482 | 640.525 | 639.661 | 638.7467 | 637.845 | 638.3089 | 638.7798 | 639.002 | 639.1904 | 639.1541 | 638.9721 | 638.5888 | 638.1643 | 637.6683 | 637.1439
Gas: Hydrogen peaking | MW | SEPD | Leading the Way | Woodhill | 0 | 0 | 0 | 0 | 0 | 0 | 0 | 0 | 0 | 0 | 0.2 | 0.2 | 0.5 | 0.5 | 0.5 | 0.5 | 0.5 | 0.5 | 0.5 | 0.5 | 0.5 | 0.5 | 0.5 | 1.499 | 1.499 | 1.499 | 2.494 | 2.494 | 2.494 | 2.494 | 2.494 | 2.494
Gen_BB001 | MW | SEPD | Leading the Way | Woodhill | 2.494 | 2.494 | 2.494 | 2.494 | 2.494 | 2.294 | 2.294 | 1.994 | 1.994 | 1.994 | 1.994 | 1.994 | 1.994 | 1.994 | 1.994 | 1.994 | 1.994 | 0.999 | 0.999 | 0.999 | 0.999 | 0.999 | 0.999 | 0 | 0 | 0 | 0 | 0 | 0 | 0 | 0 | 0
Gen_BB004 | MW | SEPD | Leading the Way | Woodhill | 0 | 0 | 0 | 0 | 0 | 0 | 0 | 0 | 0 | 0 | 0 | 0 | 0 | 0 | 0 | 0 | 0 | 0 | 0 | 0 | 0 | 0 | 0 | 0 | 0 | 0 | 0 | 0 | 0 | 0 | 0 | 0
Gen_BB005 | MW | SEPD | Leading the Way | Woodhill | 0 | 0 | 0 | 0 | 0 | 0 | 0 | 0 | 0 | 0 | 0 | 0 | 0 | 0 | 0 | 0 | 0 | 0 | 0 | 0 | 0 | 0 | 0 | 0 | 0 | 0 | 0 | 0 | 0 | 0 | 0 | 0
Gen_BB006 | MW | SEPD | Leading the Way | Woodhill | 0 | 0 | 0 | 0 | 0 | 0 | 0 | 0 | 0 | 0 | 0 | 0 | 0 | 0 | 0 | 0 | 0 | 0 | 0 | 0 | 0 | 0 | 0 | 0 | 0 | 0 | 0 | 0 | 0 | 0 | 0 | 0
Gen_BB008 | MW | SEPD | Leading the Way | Woodhill | 0 | 0 | 0 | 0 | 0 | 0 | 0 | 0 | 0 | 0 | 0 | 0 | 0 | 0 | 0 | 0 | 0 | 0 | 0 | 0 | 0 | 0 | 0 | 0 | 0 | 0 | 0 | 0 | 0 | 0 | 0 | 0
Gen_BB010 | MW | SEPD | Leading the Way | Woodhill | 0 | 0 | 0 | 0 | 0 | 0 | 0 | 0 | 0 | 0 | 0 | 0 | 0 | 0 | 0 | 0 | 0 | 0 | 0 | 0 | 0 | 0 | 0 | 0 | 0 | 0 | 0 | 0 | 0 | 0 | 0 | 0
Gen_BB011 | MW | SEPD | Leading the Way | Woodhill | 0 | 0 | 0 | 0 | 0 | 0 | 0 | 0 | 0 | 0 | 0 | 0 | 0 | 0 | 0 | 0 | 0 | 0 | 0 | 0 | 0 | 0 | 0 | 0 | 0 | 0 | 0 | 0 | 0 | 0 | 0 | 0
Gen_BB012 | MW | SEPD | Leading the Way | Woodhill | 0.22307 | 0.22457 | 0.22692 | 0.23004 | 0.23427 | 0.23925 | 0.24553 | 0.25869 | 0.27227 | 0.28965 | 0.30751 | 0.32565 | 0.34395 | 0.36244 | 0.38114 | 0.40007 | 0.42041 | 0.4386 | 0.45705 | 0.4755 | 0.49411 | 0.51293 | 0.53096 | 0.54794 | 0.56386 | 0.57542 | 0.587 | 0.5975 | 0.60692 | 0.61525 | 0.62361 | 0.632
Gen_BB013 | MW | SEPD | Leading the Way | Woodhill | 0.67753 | 0.71074 | 0.78519 | 0.87464 | 0.95934 | 1.049 | 1.1565 | 1.3294 | 1.5012 | 1.7086 | 1.9191 | 2.1363 | 2.3476 | 2.567 | 2.7977 | 3.0209 | 3.2617 | 3.4888 | 3.7094 | 3.9313 | 4.1547 | 4.3788 | 4.6109 | 4.8348 | 5.0479 | 5.2271 | 5.4051 | 5.575 | 5.7368 | 5.8905 | 6.0446 | 6.1991
Gen_BB014 | MW | SEPD | Leading the Way | Woodhill | 0 | 0 | 0 | 0 | 0 | 0 | 0 | 0 | 0 | 0 | 0 | 0 | 0 | 0 | 0 | 0 | 0 | 0 | 0 | 0 | 0 | 0 | 0 | 0 | 0 | 0 | 0 | 0 | 0 | 0 | 0 | 0
Gen_BB015 | MW | SEPD | Leading the Way | Woodhill | 0 | 0 | 0 | 0 | 0 | 0 | 0 | 0 | 0 | 0.0039007 | 0.0081545 | 0.01247 | 0.018711 | 0.02298 | 0.027625 | 0.032391 | 0.037272 | 0.042453 | 0.047956 | 0.053798 | 0.059623 | 0.065579 | 0.07144 | 0.076926 | 0.082182 | 0.087152 | 0.092036 | 0.096871 | 0.10163 | 0.10658 | 0.11142 | 0.11644
Gen_BB016 | MW | SEPD | Leading the Way | Woodhill | 0.00063032 | 0.00063032 | 0.00063551 | 0.00064389 | 0.00065769 | 0.00072409 | 0.00076519 | 0.00084063 | 0.00097901 | 0.0012061 | 0.0016049 | 0.0020157 | 0.0025159 | 0.0029642 | 0.0034122 | 0.0040442 | 0.0045101 | 0.0049765 | 0.005351 | 0.0057193 | 0.0060811 | 0.0064362 | 0.006785 | 0.0071272 | 0.0074626 | 0.007791 | 0.0081124 | 0.008437 | 0.0087648 | 0.009096 | 0.0094303 | 0.0097681
Gen_BB017 | MW | SEPD | Leading the Way | Woodhill | 0 | 0 | 0 | 0 | 0 | 0 | 0 | 0 | 0 | 0 | 0 | 0 | 0 | 0 | 0 | 0 | 0 | 0 | 0 | 0 | 0 | 0 | 0 | 0 | 0 | 0 | 0 | 0 | 0 | 0 | 0 | 0
Gen_BB018 | MW | SEPD | Leading the Way | Woodhill | 0 | 0 | 0 | 0 | 0 | 0 | 0 | 0 | 0 | 0 | 0 | 0 | 0 | 0 | 0 | 0 | 0 | 0 | 0 | 0 | 0 | 0 | 0 | 0 | 0 | 0 | 0 | 0 | 0 | 0 | 0 | 0
Hydrogen electrolysis | MW | SEPD | Leading the Way | Woodhill | 0 | 0 | 0 | 0 | 0 | 0 | 0 | 0 | 0 | 0 | 0 | 0 | 0 | 0 | 0 | 0 | 0 | 0 | 0 | 0 | 0 | 0 | 0 | 0 | 0 | 0 | 0 | 0 | 0 | 0 | 0 | 0
Lct_BB001 | Number | SEPD | Leading the Way | Woodhill | 66.6703 | 110.919 | 202.4465 | 416.7534 | 727.3149 | 1278.7631 | 1905.2608 | 2587.6877 | 3356.941 | 4250.6232 | 5167.7087 | 6515.9778 | 7961.7892 | 9550.5603 | 11187.7984 | 12828.0529 | 14384.765 | 15692.4984 | 16739.9015 | 17534.4054 | 18129.3717 | 18284.7666 | 18370.8105 | 18374.4426 | 18306.9954 | 18099.2796 | 17758.4474 | 17328.4095 | 16805.6094 | 16180.5923 | 15443.1075 | 14571.8497
Lct_BB003 | Number | SEPD | Leading the Way | Woodhill | 0 | 0 | 4.3152 | 11.7744 | 20.2126 | 32.1913 | 59.8883 | 99.8525 | 144.8395 | 184.5535 | 225.9503 | 276.8953 | 321.7713 | 376.4523 | 436.6181 | 497.8569 | 556.265 | 607.1925 | 648.5162 | 679.1737 | 701.1706 | 717.4839 | 728.5103 | 737.6046 | 745.5325 | 753.7749 | 762.6127 | 758.5901 | 756.6593 | 756.6776 | 758.4512 | 761.7259
Lct_BB005 | Number | SEPD | Leading the Way | Woodhill | 9.8512 | 131.7537 | 168.2569 | 556.2502 | 1242.2423 | 1608.2075 | 1956.0393 | 2445.1054 | 3006.1876 | 3607.7565 | 4310.0158 | 4859.4166 | 5231.8806 | 5619.366 | 6022.6239 | 6429.4036 | 6846.9396 | 7180.6253 | 7561.8638 | 8081.3238 | 8593.6852 | 9264.3369 | 9627.3904 | 9992.5301 | 10320.1799 | 10644.4931 | 10966.1446 | 11017.1446 | 11068.1446 | 11119.1446 | 11170.1446 | 11221.1446
Lct_BB006 | Number | SEPD | Leading the Way | Woodhill | 0 | 0 | 49.6864 | 98.7299 | 147.1318 | 194.891 | 242.0079 | 342.5329 | 441.4372 | 538.72 | 634.3804 | 710.7944 | 885.4918 | 1058.2436 | 1229.0546 | 1397.922 | 1564.8453 | 1764.4368 | 1961.7041 | 2156.6472 | 2349.2649 | 2539.5581 | 2645.3176 | 2750.363 | 2854.696 | 2958.3132 | 3061.217 | 3061.217 | 3061.217 | 3061.217 | 3061.217 | 3061.217
Lct_BB007 | Number | SEPD | Leading the Way | Woodhill | 38.4931 | 50.0889 | 49.0742 | 81.6879 | 152.0988 | 204.7323 | 258.8722 | 312.7364 | 385.4234 | 458.8473 | 539.5316 | 634.1355 | 681.1963 | 727.652 | 773.5029 | 818.7493 | 863.3917 | 890.2134 | 918.898 | 956.3285 | 984.8014 | 1019.8692 | 1034.4012 | 1053.0536 | 1071.7914 | 1090.6146 | 1109.5234 | 1109.9967 | 1110.813 | 1111.7437 | 1112.7887 | 1113.9481
Lct_BB008 | Number | SEPD | Leading the Way | Woodhill | 0 | 0 | 1.6766 | 3.3315 | 4.9647 | 6.5763 | 8.1661 | 11.5582 | 14.8955 | 18.1781 | 21.4061 | 24.5792 | 31.8336 | 39.0073 | 46.1003 | 53.1126 | 60.0443 | 68.3325 | 76.5242 | 84.6193 | 92.6179 | 100.52 | 104.9117 | 109.2738 | 113.6063 | 117.9092 | 122.1823 | 122.1823 | 122.1823 | 122.1823 | 122.1823 | 122.1823
Lct_BB010b | MW | SEPD | Leading the Way | Woodhill | 0.445 | 0.73719 | 1.2484 | 2.1792 | 3.4436 | 5.0156 | 7.1155 | 9.5466 | 12.6061 | 16.8688 | 20.3109 | 24.0861 | 28.4645 | 33.0914 | 37.4961 | 41.4867 | 44.2692 | 46.4951 | 48.6604 | 49.7454 | 50.4124 | 50.5222 | 50.6028 | 50.6553 | 50.6855 | 50.6855 | 50.6855 | 50.6855 | 50.6855 | 50.6855 | 50.6855 | 50.6855
Lct_BB011b | MW | SEPD | Leading the Way | Woodhill | 0.092 | 0.1448 | 0.19503 | 0.32491 | 0.48096 | 0.65666 | 0.89099 | 1.1627 | 1.4874 | 1.8307 | 2.2183 | 2.6517 | 3.2076 | 3.8052 | 4.3986 | 4.9478 | 5.4104 | 5.7621 | 5.9994 | 6.1312 | 6.1839 | 6.1876 | 6.1884 | 6.1898 | 6.1919 | 6.1949 | 6.1991 | 6.1991 | 6.1991 | 6.1991 | 6.1992 | 6.2083
Lct_BB012b | MW | SEPD | Leading the Way | Woodhill | 0.6 | 0.681 | 0.76275 | 0.94705 | 1.1595 | 1.3924 | 1.6953 | 2.0494 | 2.4677 | 2.9379 | 3.4758 | 4.0785 | 4.9146 | 5.8157 | 6.7166 | 7.5647 | 8.3001 | 8.8892 | 9.3245 | 9.6152 | 9.795 | 9.8094 | 9.8206 | 9.8284 | 9.8334 | 9.8357 | 9.8357 | 9.8357 | 9.8357 | 9.8357 | 9.8357 | 9.8357
Lct_BB013b | MW | SEPD | Leading the Way | Woodhill | 0 | 0.0225 | 0.0449 | 0.09168 | 0.1344 | 0.17975 | 0.27138 | 0.40265 | 0.54675 | 0.61943 | 0.6923 | 0.77354 | 0.87006 | 0.96805 | 1.0617 | 1.1426 | 1.206 | 1.2485 | 1.2713 | 1.2756 | 1.2756 | 1.2756 | 1.2756 | 1.2756 | 1.2756 | 1.2756 | 1.2756 | 1.2756 | 1.2756 | 1.2756 | 1.2756 | 1.2756
Lct_BB014 | Number | SEPD | Leading the Way | Woodhill | 83.6536 | 84.2956 | 84.3291 | 85.0537 | 85.8112 | 86.0047 | 86.7486 | 86.9493 | 87.4162 | 87.883 | 88.3499 | 88.8167 | 89.2835 | 89.7504 | 90.2172 | 90.6841 | 91.1509 | 91.6178 | 92.0846 | 92.5514 | 93.0183 | 93.4851 | 93.952 | 94.4188 | 94.8857 | 95.3525 | 95.8193 | 96.2862 | 96.753 | 97.2199 | 97.6867 | 98.1535
Other generation | MW | SEPD | Leading the Way | Woodhill | 0.265 | 0.265 | 0.265 | 0.265 | 0.265 | 0.265 | 0.265 | 0.265 | 0.265 | 0.265 | 0.265 | 0.265 | 0.265 | 0.265 | 0.265 | 0.265 | 0.265 | 0.265 | 0.265 | 0.265 | 0.265 | 0.265 | 0.265 | 0.265 | 0.265 | 0.265 | 0.265 | 0.265 | 0.265 | 0.265 | 0.265 | 0.265
Srg_BB001 | MW | SEPD | Leading the Way | Woodhill | 0 | 0.055026 | 0.072634 | 0.079237 | 0.085841 | 0.092444 | 0.16508 | 0.37638 | 0.427 | 0.48204 | 0.5415 | 0.60539 | 0.61421 | 0.62304 | 0.63187 | 0.64071 | 0.6496 | 0.66295 | 0.67632 | 0.6897 | 0.70311 | 0.71655 | 0.74414 | 0.77173 | 0.79933 | 0.82693 | 0.85454 | 0.85459 | 0.85464 | 0.8547 | 0.85475 | 0.8548
Srg_BB002 | MW | SEPD | Leading the Way | Woodhill | 0 | 0 | 0.014271 | 0.029555 | 0.04624 | 0.064833 | 0.085927 | 0.22714 | 0.28654 | 0.35622 | 0.4425 | 0.54144 | 0.68938 | 0.85484 | 1.0376 | 1.2376 | 1.4562 | 1.6393 | 1.8243 | 2.0211 | 2.2282 | 2.4468 | 2.5405 | 2.6295 | 2.7121 | 2.7882 | 2.8403 | 2.8917 | 2.9367 | 2.9752 | 3.0074 | 3.0392
Data centres (MW) | MW | SEPD | Steady Progression | Abernethy | 0 | 0 | 0 | 0 | 0 | 0 | 0 | 0 | 0 | 0 | 0 | 0 | 0 | 0 | 0 | 0 | 0 | 0 | 0 | 0 | 0 | 0 | 0 | 0 | 0 | 0 | 0 | 0 | 0 | 0 | 0 | 0
Dem_BB001a | Number of homes (cumulative) | SEPD | Steady Progression | Abernethy | 0 | 235.0235 | 406.2811 | 567.1757 | 744.0961 | 921.9743 | 1092.1697 | 1263.2923 | 1428.3112 | 1597.4998 | 1760.4827 | 1918.944 | 2046.5162 | 2161.5162 | 2269.5162 | 2381.5162 | 2486.5162 | 2569.4489 | 2646.5608 | 2698.4216 | 2742.108 | 2776.6134 | 2803.4483 | 2826.1342 | 2843.6864 | 2858.1251 | 2867.4846 | 2872.7779 | 2875.0156 | 2875.1882 | 2875.3029 | 2875.3573
Dem_BB002b | Floorspace (m2) (cumulative) | SEPD | Steady Progression | Abernethy | 0 | 15210 | 35789.6667 | 67665.1667 | 96156.5 | 125598.6667 | 166119.1667 | 200389.1667 | 232976.6667 | 260464.1667 | 290585 | 325264.1667 | 365670.8333 | 411745 | 450838.3333 | 489504.1667 | 531737.5 | 546741.6667 | 560612.5 | 573225 | 584304.1667 | 593287.5 | 599633.3333 | 603979.1667 | 606300 | 606300 | 606300 | 606300 | 606300 | 606300 | 606300 | 606300
Domestic direct electric heating | Number | SEPD | Steady Progression | Abernethy | 2838.86 | 2864.2465 | 2882.8177 | 2900.2054 | 2919.3213 | 2938.5453 | 2956.9055 | 2975.3736 | 2993.1937 | 3011.4459 | 3029.05 | 3034.5966 | 3030.8407 | 3027.0848 | 3023.7912 | 3021.4187 | 3019.1563 | 3019.4649 | 3016.1918 | 3010.5813 | 3004.5022 | 2997.9487 | 2992.3271 | 2986.588 | 2980.6041 | 2974.3727 | 2967.6663 | 2960.6003 | 2953.2885 | 2945.8434 | 2938.4917 | 2931.2314
Gas: Hydrogen peaking | MW | SEPD | Steady Progression | Abernethy | 0 | 0 | 0 | 0 | 0 | 0 | 0 | 0 | 0 | 0 | 0 | 0 | 0 | 0 | 0 | 0 | 0 | 0 | 0 | 0 | 0 | 0 | 0 | 0 | 0 | 0 | 0 | 0 | 0 | 0 | 0 | 0
Gen_BB001 | MW | SEPD | Steady Progression | Abernethy | 0 | 0 | 0 | 0 | 0 | 0 | 0 | 0 | 0 | 0 | 0 | 0 | 0 | 0 | 0 | 0 | 0 | 0 | 0 | 0 | 0 | 0 | 0 | 0 | 0 | 0 | 0 | 0 | 0 | 0 | 0 | 0
Gen_BB004 | MW | SEPD | Steady Progression | Abernethy | 5.2 | 5.2 | 5.2 | 5.2 | 5.2 | 5.2 | 5.2 | 5.2 | 5.2 | 5.2 | 5.2 | 5.2 | 5.2 | 5.2 | 5.2 | 5.2 | 5.2 | 5.2 | 5.2 | 5.2 | 5.2 | 5.2 | 5.2 | 5.2 | 5.2 | 5.2 | 5.2 | 5.2 | 5.2 | 5.2 | 5.2 | 5.2
Gen_BB005 | MW | SEPD | Steady Progression | Abernethy | 0 | 0 | 0 | 0 | 0 | 0 | 0 | 0 | 0 | 0 | 0 | 0 | 0 | 0 | 0 | 0 | 0 | 0 | 0 | 0 | 0 | 0 | 0 | 0 | 0 | 0 | 0 | 0 | 0 | 0 | 0 | 0
Gen_BB006 | MW | SEPD | Steady Progression | Abernethy | 0 | 0 | 0 | 0 | 0 | 0 | 0 | 0 | 0 | 0 | 0 | 0 | 0 | 0 | 0 | 0 | 0 | 0 | 0 | 0 | 0 | 0 | 0 | 0 | 0 | 0 | 0 | 0 | 0 | 0 | 0 | 0
Gen_BB008 | MW | SEPD | Steady Progression | Abernethy | 0 | 0 | 0 | 0 | 0 | 0 | 0 | 0 | 0 | 0 | 0 | 0 | 0 | 0 | 0 | 0 | 0 | 0 | 0 | 0 | 0 | 0 | 0 | 0 | 0 | 0 | 0 | 0 | 0 | 0 | 0 | 0
Gen_BB010 | MW | SEPD | Steady Progression | Abernethy | 0 | 0 | 0 | 0 | 0 | 0 | 0 | 0 | 0 | 0 | 0 | 0 | 0 | 0 | 0 | 0 | 0 | 0 | 0 | 0 | 0 | 0 | 0 | 0 | 0 | 0 | 0 | 0 | 0 | 0 | 0 | 0
Gen_BB011 | MW | SEPD | Steady Progression | Abernethy | 0 | 0 | 0 | 0 | 0 | 0 | 0 | 0 | 0 | 0 | 0 | 0 | 0 | 0 | 0 | 0 | 0 | 0 | 0 | 0 | 0 | 0 | 0 | 0 | 0 | 0 | 0 | 0 | 0 | 0 | 0 | 0
Gen_BB012 | MW | SEPD | Steady Progression | Abernethy | 10.67 | 10.8744 | 10.9284 | 10.9751 | 11.0187 | 11.0549 | 11.0043 | 11.3625 | 11.8402 | 12.5442 | 13.4766 | 14.744 | 16.3326 | 18.2398 | 20.0942 | 22.5563 | 23.9773 | 24.4616 | 25.2904 | 25.7728 | 26.7952 | 27.8173 | 28.7322 | 29.5495 | 30.2688 | 30.6962 | 31.0501 | 33.9325 | 34.2773 | 34.629 | 35.1419 | 35.4932
Gen_BB013 | MW | SEPD | Steady Progression | Abernethy | 3.4129 | 3.475 | 3.5561 | 3.6305 | 3.7074 | 3.7809 | 3.8524 | 3.9427 | 4.0496 | 4.1599 | 4.2848 | 4.4246 | 4.5591 | 4.6951 | 4.8344 | 4.9791 | 5.1267 | 5.2672 | 5.4044 | 5.5325 | 5.6595 | 5.7853 | 5.903 | 6.0201 | 6.136 | 6.2505 | 6.3626 | 6.4588 | 6.5536 | 6.6476 | 6.7421 | 6.8373
Gen_BB014 | MW | SEPD | Steady Progression | Abernethy | 0 | 0 | 0 | 0 | 0 | 0 | 0 | 0 | 0 | 0 | 0 | 0 | 0 | 0 | 0 | 0 | 0 | 0 | 0 | 0 | 0 | 0 | 0 | 0 | 0 | 0 | 0 | 0 | 0 | 0 | 0 | 0
Gen_BB015 | MW | SEPD | Steady Progression | Abernethy | 16.999 | 16.999 | 16.999 | 16.999 | 16.999 | 16.999 | 16.999 | 16.999 | 16.999 | 18.2847 | 18.4428 | 18.993 | 19.2922 | 19.4456 | 20.3447 | 21.6793 | 21.8278 | 21.9747 | 22.1199 | 22.2632 | 22.4048 | 25.0317 | 25.1697 | 25.3059 | 25.4403 | 25.5729 | 25.7036 | 25.835 | 25.9671 | 26.0998 | 27.9956 | 28.1296
Gen_BB016 | MW | SEPD | Steady Progression | Abernethy | 2.7665 | 2.7665 | 2.7679 | 2.7695 | 2.7711 | 2.773 | 2.7756 | 2.7792 | 2.7853 | 2.7955 | 2.8106 | 2.8284 | 2.8478 | 2.8668 | 2.8856 | 2.9041 | 2.9223 | 2.9401 | 2.9569 | 2.9724 | 2.987 | 3.0006 | 3.0132 | 3.0251 | 3.0361 | 3.0464 | 3.056 | 3.0651 | 3.0733 | 3.0807 | 3.0873 | 3.0933
Gen_BB017 | MW | SEPD | Steady Progression | Abernethy | 0 | 0 | 0 | 0 | 0 | 0 | 0 | 0 | 0 | 0 | 0 | 0 | 0 | 0 | 0 | 0 | 0 | 0 | 0 | 0 | 0 | 0 | 0 | 0 | 0 | 0 | 0 | 0 | 0 | 0 | 0 | 0
Gen_BB018 | MW | SEPD | Steady Progression | Abernethy | 1.648 | 1.723 | 1.723 | 1.723 | 1.7254 | 1.7354 | 1.736 | 1.7389 | 1.7418 | 1.7423 | 1.7451 | 1.7456 | 1.7483 | 1.751 | 1.7514 | 1.7541 | 1.7545 | 1.7571 | 1.7574 | 1.76 | 1.7603 | 1.7606 | 1.7632 | 1.7634 | 1.766 | 1.7662 | 1.7664 | 1.769 | 1.7691 | 1.7717 | 1.7718 | 1.772
Hydrogen electrolysis | MW | SEPD | Steady Progression | Abernethy | 0 | 0 | 0 | 0 | 0 | 0 | 0 | 0 | 0 | 0 | 0 | 0 | 0 | 0 | 0 | 0 | 0 | 0 | 0 | 0 | 0 | 0 | 0 | 0 | 0 | 0 | 0 | 0 | 0 | 0 | 0 | 0
Lct_BB001 | Number | SEPD | Steady Progression | Abernethy | 121.9794 | 154.4502 | 219.9492 | 362.3512 | 528.2921 | 751.3456 | 1041.1601 | 1365.0033 | 1762.4157 | 2248.8067 | 2841.6429 | 3662.1084 | 4555.3302 | 5448.7612 | 6342.6731 | 7237.023 | 8132.0383 | 9462.6888 | 11130.4103 | 12900.201 | 14727.4777 | 16748.7081 | 18728.6582 | 20595.3934 | 22305.314 | 23855.5024 | 24969.446 | 25467.7793 | 25966.3255 | 26445.0276 | 26934.1925 | 27397.3255
Lct_BB003 | Number | SEPD | Steady Progression | Abernethy | 0 | 0 | 0.29713 | 0.53225 | 0.80516 | 1.1297 | 1.5204 | 1.9217 | 2.5501 | 3.5112 | 4.6138 | 6.2715 | 8.1286 | 10.5198 | 13.52 | 17.2336 | 21.8508 | 27.4361 | 34.1072 | 41.8149 | 50.4136 | 60.319 | 70.8758 | 81.7383 | 92.3543 | 102.4905 | 111.6596 | 119.7645 | 126.9722 | 133.1917 | 138.6251 | 143.5014
Lct_BB005 | Number | SEPD | Steady Progression | Abernethy | 267.9693 | 292.2978 | 302.9934 | 317.246 | 338.8089 | 360.2964 | 382.4027 | 408.4608 | 420.2287 | 434.7194 | 456.2984 | 472.5116 | 570.1873 | 668.218 | 766.692 | 866.2729 | 966.442 | 1103.6613 | 1239.8676 | 1374.2869 | 1507.9807 | 1640.9669 | 1911.745 | 2182.7887 | 2454.0929 | 2725.8107 | 2998.1197 | 3224.4191 | 3451.1704 | 3676.3246 | 3903.0936 | 4131.8407
Lct_BB006 | Number | SEPD | Steady Progression | Abernethy | 0 | 0 | 1.1582 | 2.3034 | 3.4365 | 4.559 | 5.6686 | 13.7828 | 21.7773 | 33.7247 | 45.4949 | 57.0889 | 88.4525 | 119.5582 | 150.4055 | 180.9928 | 211.3251 | 226.116 | 240.7192 | 255.1303 | 269.3507 | 283.38 | 319.1556 | 354.3309 | 388.9086 | 422.8839 | 456.2604 | 521.2339 | 586.2074 | 651.1809 | 716.1544 | 781.1279
Lct_BB007 | Number | SEPD | Steady Progression | Abernethy | 37.591 | 40.2594 | 39.5664 | 42.2213 | 44.6516 | 46.9539 | 49.3657 | 52.3964 | 53.0273 | 53.7838 | 55.3718 | 56.2581 | 67.1572 | 78.0563 | 88.9554 | 99.8545 | 110.7537 | 126.2825 | 141.7349 | 157.1109 | 172.4105 | 187.6338 | 219.4763 | 251.3189 | 283.1615 | 315.0041 | 346.8467 | 373.0537 | 399.2607 | 425.4677 | 451.6747 | 477.8817
Lct_BB008 | Number | SEPD | Steady Progression | Abernethy | 0 | 0 | 0.07777 | 0.15477 | 0.23096 | 0.30636 | 0.38096 | 0.92391 | 1.4591 | 1.9865 | 2.5062 | 3.0181 | 4.4027 | 5.7759 | 7.1377 | 8.4882 | 9.8272 | 10.4804 | 11.1251 | 11.7613 | 12.3891 | 13.0085 | 14.5879 | 16.1408 | 17.6672 | 19.1672 | 20.6407 | 23.5092 | 26.3776 | 29.2461 | 32.1146 | 34.983
Lct_BB010b | MW | SEPD | Steady Progression | Abernethy | 1.204 | 1.4559 | 1.7242 | 2.2593 | 2.9238 | 3.7889 | 4.8929 | 5.9763 | 7.4397 | 9.1663 | 11.1542 | 13.9777 | 16.8031 | 19.4992 | 22.2793 | 25.1206 | 27.9809 | 33.0193 | 40.0701 | 50.5533 | 61.2316 | 71.7297 | 78.9802 | 84.1166 | 87.2207 | 89.0029 | 89.3854 | 89.8852 | 90.4088 | 90.7952 | 91.085 | 91.3776
Lct_BB011b | MW | SEPD | Steady Progression | Abernethy | 0.096 | 0.1081 | 0.14 | 0.19014 | 0.24028 | 0.29939 | 0.36974 | 0.4408 | 0.5215 | 0.61406 | 0.71996 | 0.84161 | 1.0143 | 1.2145 | 1.444 | 1.7032 | 1.9953 | 2.3293 | 2.6908 | 3.0725 | 3.4665 | 3.8455 | 4.211 | 4.5509 | 4.8558 | 5.1202 | 5.3438 | 5.4279 | 5.5102 | 5.5922 | 5.6753 | 5.7555
Lct_BB012b | MW | SEPD | Steady Progression | Abernethy | 0.858 | 0.8764 | 0.89483 | 0.94139 | 0.98824 | 1.0473 | 1.1183 | 1.1916 | 1.277 | 1.3762 | 1.4917 | 1.6254 | 1.8243 | 2.0543 | 2.318 | 2.6151 | 2.9467 | 3.3271 | 3.7366 | 4.1675 | 4.6109 | 5.0233 | 5.4158 | 5.7778 | 6.0985 | 6.3717 | 6.646 | 6.6839 | 6.7085 | 6.7233 | 6.7341 | 6.7341
Lct_BB013b | MW | SEPD | Steady Progression | Abernethy | 0.068 | 0.0799 | 0.09205 | 0.11176 | 0.1192 | 0.12903 | 0.13431 | 0.18827 | 0.25106 | 0.32395 | 0.40821 | 0.50509 | 0.68758 | 0.90051 | 1.1467 | 1.4269 | 1.7433 | 2.1076 | 2.5051 | 2.9277 | 3.368 | 3.7909 | 4.2008 | 4.5871 | 4.9379 | 5.2478 | 5.4876 | 5.5947 | 5.688 | 5.7686 | 5.8394 | 5.8434
Lct_BB014 | Number | SEPD | Steady Progression | Abernethy | 41.771 | 42.0916 | 48.5654 | 55.8478 | 64.5866 | 74.5567 | 85.9912 | 83.7783 | 95.4648 | 109.1233 | 124.5083 | 142.0346 | 231.3229 | 265.9703 | 306.4314 | 352.6799 | 406.0631 | 445.2628 | 489.2722 | 538.5742 | 593.711 | 655.9219 | 895.2697 | 992.0484 | 1099.5203 | 1221.1431 | 1357.8078 | 1561.6719 | 1796.2116 | 2065.6079 | 2375.1556 | 2730.9831
Other generation | MW | SEPD | Steady Progression | Abernethy | 0 | 0 | 0 | 0 | 0 | 0 | 0 | 0 | 0 | 0 | 0 | 0 | 0 | 0 | 0 | 0 | 0 | 0 | 0 | 0 | 0 | 0 | 0 | 0 | 0 | 0 | 0 | 0 | 0 | 0 | 0 | 0
Srg_BB001 | MW | SEPD | Steady Progression | Abernethy | 0 | 0.12913 | 30.1508 | 30.1727 | 30.1947 | 49.2165 | 49.2435 | 49.5183 | 49.5532 | 49.5896 | 49.6299 | 49.6865 | 49.774 | 49.8642 | 49.9574 | 50.0572 | 50.1882 | 50.2398 | 50.294 | 50.3488 | 50.4033 | 50.4646 | 50.5988 | 50.7363 | 50.8752 | 51.0182 | 51.1526 | 51.1596 | 51.1664 | 51.1719 | 51.1768 | 51.1824
Srg_BB002 | MW | SEPD | Steady Progression | Abernethy | 0 | 0 | 0.0034515 | 0.0070204 | 0.010681 | 0.014427 | 0.01825 | 0.055211 | 0.074645 | 0.095015 | 0.11662 | 0.13977 | 0.14404 | 0.14817 | 0.1522 | 0.15614 | 0.16002 | 0.16383 | 0.16754 | 0.17124 | 0.17486 | 0.17846 | 0.25575 | 0.33509 | 0.41694 | 0.50121 | 0.58787 | 0.59716 | 0.60428 | 0.61127 | 0.61813 | 0.62488
Data centres (MW) | MW | SEPD | Steady Progression | Alness | 0 | 0 | 0 | 0 | 0 | 0 | 0 | 0 | 0 | 0 | 0 | 0 | 0 | 0 | 0 | 0 | 0 | 0 | 0 | 0 | 0 | 0 | 0 | 0 | 0 | 0 | 0 | 0 | 0 | 0 | 0 | 0
Dem_BB001a | Number of homes (cumulative) | SEPD | Steady Progression | Alness | 0 | 60 | 113.5265 | 151.5265 | 203.5265 | 273.5265 | 299.5265 | 315.5265 | 331.5265 | 346.5265 | 414.5265 | 489.5265 | 512.5265 | 531.5265 | 561.5265 | 577.5265 | 592.5265 | 608.6078 | 624.7892 | 639.8302 | 654.7736 | 662.6129 | 665.0783 | 667.4606 | 669.7685 | 670.0131 | 670.2135 | 670.377 | 670.5095 | 670.6058 | 670.6697 | 670.7
Dem_BB002b | Floorspace (m2) (cumulative) | SEPD | Steady Progression | Alness | 0 | 3547.8 | 26636.69 | 56355.175 | 103558.9517 | 165749.845 | 207151.355 | 262919.6083 | 300907.5117 | 329457.715 | 349494.285 | 369530.855 | 387179.6333 | 400196.35 | 408622.05 | 414571.7667 | 417048.0333 | 417822 | 417822 | 417822 | 417822 | 417822 | 417822 | 417822 | 417822 | 417822 | 417822 | 417822 | 417822 | 417822 | 417822 | 417822
Domestic direct electric heating | Number | SEPD | Steady Progression | Alness | 3178.4895 | 3184.9605 | 3190.7968 | 3194.9006 | 3200.5166 | 3208.0768 | 3210.8847 | 3212.6125 | 3214.3404 | 3215.9604 | 3223.3045 | 3192.4902 | 3173.2108 | 3153.9048 | 3136.7341 | 3118.4741 | 3103.1412 | 3092.134 | 3078.349 | 3064.6501 | 3051.3839 | 3037.6217 | 3024.2246 | 3011.2394 | 2998.4532 | 2985.5215 | 2972.6747 | 2959.9132 | 2947.2369 | 2934.6457 | 2922.1399 | 2909.7195
Gas: Hydrogen peaking | MW | SEPD | Steady Progression | Alness | 0 | 0 | 0 | 0 | 0 | 0 | 0 | 0 | 0 | 0 | 0 | 0 | 0 | 0 | 0 | 0 | 0 | 0 | 0 | 0 | 0 | 0 | 0 | 0 | 0 | 0 | 0 | 0 | 0 | 0 | 0 | 0
Gen_BB001 | MW | SEPD | Steady Progression | Alness | 0 | 0 | 0 | 0 | 0 | 0 | 0 | 0 | 0 | 0 | 0 | 0 | 0 | 0 | 0 | 0 | 0 | 0 | 0 | 0 | 0 | 0 | 0 | 0 | 0 | 0 | 0 | 0 | 0 | 0 | 0 | 0
Gen_BB004 | MW | SEPD | Steady Progression | Alness | 0.08 | 0.08 | 0.08 | 0.08 | 0.08 | 0.08 | 0.08 | 0.08 | 0.08 | 0.08 | 0.08 | 0.08 | 0.08 | 0.08 | 0.08 | 0.08 | 0.08 | 0.08 | 0.08 | 0.08 | 0.08 | 0.08 | 0.08 | 0.08 | 0.08 | 0.08 | 0.08 | 0.08 | 0.08 | 0.08 | 0.08 | 0.08
Gen_BB005 | MW | SEPD | Steady Progression | Alness | 0 | 0 | 0 | 0 | 0 | 0 | 0 | 0 | 0 | 0 | 0 | 0 | 0 | 0 | 0 | 0 | 0 | 0 | 0 | 0 | 0 | 0 | 0 | 0 | 0 | 0 | 0 | 0 | 0 | 0 | 0 | 0
Gen_BB006 | MW | SEPD | Steady Progression | Alness | 0 | 0 | 0 | 0 | 0 | 0 | 0 | 0 | 0 | 0 | 0 | 0 | 0 | 0 | 0 | 0 | 0 | 0 | 0 | 0 | 0 | 0 | 0 | 0 | 0 | 0 | 0 | 0 | 0 | 0 | 0 | 0
Gen_BB008 | MW | SEPD | Steady Progression | Alness | 0 | 0 | 0 | 0 | 0 | 0 | 0 | 0 | 0 | 0 | 0 | 0 | 0 | 0 | 0 | 0 | 0 | 0 | 0 | 0 | 0 | 0 | 0 | 0 | 0 | 0 | 0 | 0 | 0 | 0 | 0 | 0
Gen_BB010 | MW | SEPD | Steady Progression | Alness | 6.95 | 6.95 | 6.95 | 6.95 | 6.95 | 6.95 | 6.95 | 6.95 | 6.95 | 6.95 | 6.95 | 6.95 | 6.95 | 6.95 | 6.95 | 6.95 | 6.95 | 6.95 | 6.95 | 6.95 | 6.95 | 6.95 | 6.95 | 6.95 | 6.95 | 6.95 | 6.95 | 6.95 | 6.95 | 6.95 | 6.95 | 6.95
Gen_BB011 | MW | SEPD | Steady Progression | Alness | 0 | 0 | 0 | 0 | 0 | 0 | 0 | 0 | 0 | 0 | 0 | 0 | 0 | 0 | 0 | 0 | 0 | 0 | 0 | 0 | 0 | 0 | 0 | 0 | 0 | 0 | 0 | 0 | 0 | 0 | 0 | 0
Gen_BB012 | MW | SEPD | Steady Progression | Alness | 0.07366 | 0.12571 | 0.12902 | 0.13179 | 0.13432 | 0.1364 | 0.13824 | 0.19175 | 0.26344 | 0.37037 | 0.51288 | 0.70769 | 0.95285 | 1.2475 | 1.5339 | 1.9139 | 2.1332 | 2.2082 | 2.3364 | 2.4113 | 2.5694 | 2.7276 | 2.8692 | 2.9958 | 3.1072 | 3.1737 | 3.2293 | 3.2829 | 3.3369 | 3.3915 | 3.4709 | 3.5255
Gen_BB013 | MW | SEPD | Steady Progression | Alness | 1.3397 | 1.3513 | 1.3663 | 1.3789 | 1.3942 | 1.413 | 1.4235 | 1.4343 | 1.4475 | 1.4762 | 1.5244 | 1.5806 | 1.6241 | 1.6673 | 1.7169 | 1.7634 | 1.8116 | 1.8608 | 1.9097 | 1.9589 | 2.0102 | 2.0595 | 2.1057 | 2.1538 | 2.2028 | 2.2511 | 2.2997 | 2.3436 | 2.388 | 2.4327 | 2.478 | 2.5238
Gen_BB014 | MW | SEPD | Steady Progression | Alness | 0 | 0 | 0 | 0 | 0 | 0 | 0 | 0 | 0 | 0 | 0 | 0 | 0 | 0 | 0 | 0 | 0 | 0 | 0 | 0 | 0 | 0 | 0 | 0 | 0 | 0 | 0 | 0 | 0 | 0 | 0 | 0
Gen_BB015 | MW | SEPD | Steady Progression | Alness | 63.6 | 63.6 | 63.6 | 63.6 | 63.6 | 63.6 | 63.6 | 63.6 | 63.6 | 64.5768 | 64.6969 | 65.1149 | 65.3423 | 65.4589 | 66.1419 | 67.1559 | 67.2687 | 67.3804 | 67.4906 | 67.5995 | 74.9571 | 75.0632 | 75.1681 | 75.2715 | 75.3737 | 75.4744 | 75.5737 | 75.6735 | 75.7738 | 83.3747 | 83.476 | 83.5778
Gen_BB016 | MW | SEPD | Steady Progression | Alness | 1.1037 | 1.1037 | 1.1048 | 1.1059 | 1.1072 | 1.1087 | 1.1106 | 1.1133 | 1.118 | 1.1257 | 1.1372 | 1.1508 | 1.1654 | 1.1799 | 1.1942 | 1.2082 | 1.2221 | 1.2356 | 1.2483 | 1.2601 | 1.2712 | 1.2815 | 1.2912 | 1.3002 | 1.3085 | 1.3163 | 1.3236 | 1.3306 | 1.3368 | 1.3424 | 1.3474 | 1.352
Gen_BB017 | MW | SEPD | Steady Progression | Alness | 0 | 0 | 0 | 0 | 0 | 0 | 0 | 0 | 0 | 0 | 0 | 0 | 0 | 0 | 0 | 0 | 0 | 0 | 0 | 0 | 0 | 0 | 0 | 0 | 0 | 0 | 0 | 0 | 0 | 0 | 0 | 0
Gen_BB018 | MW | SEPD | Steady Progression | Alness | 0.096 | 0.096 | 0.096 | 0.096 | 0.096142 | 0.096724 | 0.09676 | 0.09693 | 0.097097 | 0.097125 | 0.097288 | 0.097316 | 0.097474 | 0.097635 | 0.097655 | 0.097814 | 0.097834 | 0.097988 | 0.098007 | 0.098159 | 0.098175 | 0.09819 | 0.098342 | 0.098356 | 0.098507 | 0.098519 | 0.09853 | 0.098679 | 0.098689 | 0.098837 | 0.098845 | 0.098856
Hydrogen electrolysis | MW | SEPD | Steady Progression | Alness | 0 | 0 | 0 | 0 | 0 | 0 | 0 | 0 | 0 | 0 | 0 | 0 | 0 | 0 | 0 | 0 | 0 | 0 | 0 | 0 | 0 | 0 | 0 | 0 | 0 | 0 | 0 | 0 | 0 | 0 | 0 | 0
Lct_BB001 | Number | SEPD | Steady Progression | Alness | 42.5755 | 54.0097 | 76.7669 | 126.6978 | 185.0419 | 263.574 | 366.0007 | 480.7868 | 621.9553 | 795.1902 | 1006.9009 | 1438.5096 | 1993.9609 | 2549.359 | 3104.7615 | 3660.1518 | 4215.5716 | 4935.2019 | 5809.2403 | 6737.808 | 7697.3315 | 8759.6658 | 9801.4306 | 10784.6214 | 11686.0685 | 12504.1529 | 13127.5784 | 13385.8889 | 13644.0071 | 13891.075 | 14142.8887 | 14379.3631
Lct_BB003 | Number | SEPD | Steady Progression | Alness | 0 | 0 | 0 | 0 | 0 | 0 | 0 | 0 | 0 | 0 | 0 | 0 | 0 | 0 | 0 | 0 | 0 | 0 | 0 | 0 | 0 | 0 | 0 | 0 | 0 | 0 | 0 | 0 | 0 | 0 | 0 | 0
Lct_BB005 | Number | SEPD | Steady Progression | Alness | 464.7485 | 480.5876 | 487.012 | 494.8623 | 508.3975 | 522.9898 | 536.5072 | 552.8201 | 556.7965 | 563.0423 | 578.3429 | 589.049 | 669.8674 | 750.7728 | 832.9494 | 914.6284 | 996.6716 | 1112.759 | 1228.5263 | 1343.9259 | 1459.1848 | 1573.611 | 1809.5477 | 2046.0057 | 2282.942 | 2520.1824 | 2756.1568 | 2947.1775 | 3139.2328 | 3332.3227 | 3526.725 | 3722.9042
Lct_BB006 | Number | SEPD | Steady Progression | Alness | 0 | 0 | 0.224 | 0.4461 | 0.6662 | 0.8838 | 1.0992 | 2.6701 | 4.2195 | 8.0834 | 11.8896 | 15.6397 | 25.7841 | 35.8455 | 45.822 | 55.715 | 65.5262 | 70.3107 | 75.0344 | 79.6959 | 84.2957 | 88.8327 | 100.4041 | 111.7818 | 122.9654 | 133.9547 | 144.75 | 165.7654 | 186.7808 | 207.7962 | 228.8116 | 249.827
Lct_BB007 | Number | SEPD | Steady Progression | Alness | 33.1305 | 35.4823 | 34.8715 | 37.2114 | 39.3533 | 41.3825 | 43.5081 | 46.1792 | 46.7352 | 47.4019 | 48.8015 | 49.5826 | 59.1884 | 68.7943 | 78.4001 | 88.0059 | 97.6118 | 111.298 | 124.9169 | 138.4684 | 151.9526 | 165.3695 | 193.4337 | 221.4979 | 249.5621 | 277.6263 | 305.6905 | 328.7879 | 351.8852 | 374.9826 | 398.0799 | 421.1773
Lct_BB008 | Number | SEPD | Steady Progression | Alness | 0 | 0 | 0.06855 | 0.1364 | 0.20357 | 0.27002 | 0.33578 | 0.81432 | 1.286 | 1.7508 | 2.2088 | 2.6599 | 3.8802 | 5.0905 | 6.2907 | 7.4809 | 8.661 | 9.2366 | 9.8048 | 10.3656 | 10.9189 | 11.4647 | 12.8567 | 14.2253 | 15.5707 | 16.8927 | 18.1914 | 20.7195 | 23.2475 | 25.7756 | 28.3037 | 30.8318
Lct_BB010b | MW | SEPD | Steady Progression | Alness | 0.091 | 0.13917 | 0.22172 | 0.38532 | 0.59659 | 0.9117 | 1.3186 | 1.7111 | 2.2289 | 2.8377 | 3.5963 | 5.3045 | 7.0605 | 8.6958 | 10.355 | 11.9733 | 13.7035 | 16.2808 | 19.2189 | 23.1959 | 28.3163 | 33.3883 | 38.0581 | 41.3199 | 44.1616 | 46.0185 | 46.3816 | 46.9948 | 47.461 | 47.8544 | 48.3696 | 48.8736
Lct_BB011b | MW | SEPD | Steady Progression | Alness | 0.007 | 0.0138 | 0.02887 | 0.05299 | 0.07738 | 0.10643 | 0.14103 | 0.17587 | 0.21521 | 0.26086 | 0.31286 | 0.37285 | 0.45767 | 0.55562 | 0.66806 | 0.79493 | 0.93801 | 1.1023 | 1.2802 | 1.4685 | 1.6625 | 1.8507 | 2.0321 | 2.2019 | 2.3547 | 2.4878 | 2.6014 | 2.6477 | 2.6929 | 2.738 | 2.7838 | 2.8278
Lct_BB012b | MW | SEPD | Steady Progression | Alness | 0.352 | 0.3729 | 0.39399 | 0.44411 | 0.49497 | 0.55917 | 0.63637 | 0.71396 | 0.80374 | 0.90798 | 1.0283 | 1.1673 | 1.3721 | 1.6088 | 1.8795 | 2.184 | 2.5232 | 2.9123 | 3.3308 | 3.7697 | 4.2209 | 4.64 | 5.0376 | 5.4037 | 5.7265 | 6.0004 | 6.2777 | 6.3082 | 6.3254 | 6.3335 | 6.3394 | 6.3394
Lct_BB013b | MW | SEPD | Steady Progression | Alness | 0 | 0 | 0 | 0 | 0 | 0 | 0 | 0 | 0 | 0 | 0 | 0 | 0 | 0 | 0 | 0 | 0 | 0 | 0 | 0 | 0 | 0 | 0 | 0 | 0 | 0 | 0 | 0 | 0 | 0 | 0 | 0
Lct_BB014 | Number | SEPD | Steady Progression | Alness | 8.4647 | 8.5297 | 9.8416 | 11.3173 | 13.0882 | 15.1086 | 17.4258 | 22.8841 | 26.0763 | 29.8071 | 34.0095 | 38.7968 | 77.019 | 88.5548 | 102.0263 | 117.4247 | 135.1987 | 148.2502 | 162.9031 | 179.3182 | 197.676 | 218.3892 | 312.3049 | 346.065 | 383.5554 | 425.9822 | 473.6561 | 544.7719 | 626.5884 | 720.5643 | 828.5466 | 952.6731
Other generation | MW | SEPD | Steady Progression | Alness | 0 | 0 | 0 | 0 | 0 | 0 | 0 | 0 | 0 | 0 | 0 | 0 | 0 | 0 | 0 | 0 | 0 | 0 | 0 | 0 | 0 | 0 | 0 | 0 | 0 | 0 | 0 | 0 | 0 | 0 | 0 | 0
Srg_BB001 | MW | SEPD | Steady Progression | Alness | 0 | 0.072194 | 0.11204 | 0.15299 | 0.19443 | 0.23479 | 0.2946 | 0.66172 | 0.74859 | 0.83392 | 0.9291 | 1.0678 | 1.1243 | 1.181 | 1.2383 | 1.3049 | 1.4338 | 1.5136 | 1.5977 | 1.6823 | 1.7717 | 1.8684 | 1.9624 | 2.0626 | 2.165 | 2.2748 | 2.3682 | 2.3814 | 2.3942 | 2.4055 | 2.415 | 2.4258
Srg_BB002 | MW | SEPD | Steady Progression | Alness | 0 | 0 | 0.0013307 | 0.0026942 | 0.0040809 | 0.0054906 | 0.0069201 | 0.020623 | 0.027747 | 0.035216 | 0.04314 | 0.051629 | 0.053195 | 0.054712 | 0.056189 | 0.057636 | 0.05906 | 0.060459 | 0.061821 | 0.063177 | 0.064507 | 0.065829 | 0.094217 | 0.12336 | 0.15342 | 0.18438 | 0.21622 | 0.21963 | 0.22225 | 0.22481 | 0.22734 | 0.22981
Data centres (MW) | MW | SEPD | Steady Progression | Arbroath | 0 | 0 | 0 | 0 | 0 | 0 | 0 | 0 | 0 | 0 | 0 | 0 | 0 | 0 | 0 | 0 | 0 | 0 | 0 | 0 | 0 | 0 | 0 | 0 | 0 | 0 | 0 | 0 | 0 | 0 | 0 | 0
Dem_BB001a | Number of homes (cumulative) | SEPD | Steady Progression | Arbroath | 0 | 92.3898 | 192.0592 | 292.2949 | 395.5616 | 497.7778 | 574.0945 | 649.2946 | 718.3287 | 783.6345 | 837.6109 | 881.3433 | 917.1046 | 944.148 | 959.148 | 974.148 | 985.148 | 994.0104 | 1003.0455 | 1008.8386 | 1011.4637 | 1012.8436 | 1013.6089 | 1014.2376 | 1014.7438 | 1015.146 | 1015.4755 | 1015.7443 | 1015.9622 | 1016.1205 | 1016.2256 | 1016.2755
Dem_BB002b | Floorspace (m2) (cumulative) | SEPD | Steady Progression | Arbroath | 0 | 77760 | 146345.7778 | 215305.7778 | 289629.6667 | 329777.4444 | 361994.1111 | 393718.3333 | 418518.1111 | 443873.4444 | 474884.3333 | 500209.1111 | 519695 | 530701.6667 | 536339.4444 | 540741.6667 | 543908.3333 | 546519.4444 | 548575 | 549650 | 550300 | 550600 | 550600 | 550600 | 550600 | 550600 | 550600 | 550600 | 550600 | 550600 | 550600 | 550600
Domestic direct electric heating | Number | SEPD | Steady Progression | Arbroath | 3072.6629 | 3082.5942 | 3093.3965 | 3104.1967 | 3115.3207 | 3126.3368 | 3134.5448 | 3142.6448 | 3150.0968 | 3157.1167 | 3162.9487 | 3140.3697 | 3125.2154 | 3110.423 | 3096.1101 | 3082.3814 | 3070.5826 | 3062.9519 | 3052.4074 | 3042.1828 | 3031.8093 | 3021.8629 | 3013.5302 | 3005.606 | 2997.7534 | 2990.201 | 2982.8341 | 2975.5389 | 2968.3155 | 2961.1641 | 2954.0852 | 2947.079
Gas: Hydrogen peaking | MW | SEPD | Steady Progression | Arbroath | 0 | 0 | 0 | 0 | 0 | 0 | 0 | 0 | 0 | 0 | 0 | 0 | 0 | 0 | 0 | 0 | 0 | 0 | 0 | 0 | 0 | 0 | 0 | 0 | 0 | 0 | 0 | 0 | 0 | 0 | 0 | 0
Gen_BB001 | MW | SEPD | Steady Progression | Arbroath | 0.125 | 0.125 | 0.125 | 0.125 | 0.125 | 0.125 | 0.125 | 0.125 | 0.125 | 0.125 | 0.125 | 0.125 | 0.125 | 0.125 | 0.125 | 0.125 | 0.125 | 0.125 | 0.125 | 0.125 | 0.125 | 0.125 | 0.125 | 0.125 | 0.125 | 0.125 | 0.125 | 0.125 | 0.125 | 0.125 | 0.125 | 0.125
Gen_BB004 | MW | SEPD | Steady Progression | Arbroath | 0.65 | 0.65 | 0.65 | 0.74206 | 0.74206 | 0.74206 | 0.74206 | 0.74206 | 0.74206 | 0.74206 | 0.74206 | 0.74206 | 0.92373 | 1.1031 | 1.2907 | 1.4658 | 1.6495 | 1.827 | 1.9935 | 2.0874 | 2.1742 | 2.1742 | 2.1742 | 2.1742 | 2.1742 | 2.1742 | 2.1742 | 2.1742 | 2.1742 | 2.1742 | 2.1742 | 2.1742
Gen_BB005 | MW | SEPD | Steady Progression | Arbroath | 0 | 0 | 0 | 0 | 0 | 0 | 0 | 0 | 0 | 0 | 0 | 0 | 0 | 0 | 0 | 0 | 0 | 0 | 0 | 0 | 0 | 0 | 0 | 0 | 0 | 0 | 0 | 0 | 0 | 0 | 0 | 0
Gen_BB006 | MW | SEPD | Steady Progression | Arbroath | 0 | 0 | 0 | 0 | 0 | 0 | 0 | 0 | 0 | 0 | 0 | 0 | 0 | 0 | 0 | 0 | 0 | 0 | 0 | 0 | 0 | 0 | 0 | 0 | 0 | 0 | 0 | 0 | 0 | 0 | 0 | 0
Gen_BB008 | MW | SEPD | Steady Progression | Arbroath | 0 | 0 | 0 | 0 | 0 | 0 | 0 | 0 | 0 | 0 | 0 | 0 | 0 | 0 | 0 | 0 | 0 | 0 | 0 | 0 | 0 | 0 | 0 | 0 | 0 | 0 | 0 | 0 | 0 | 0 | 0 | 0
Gen_BB010 | MW | SEPD | Steady Progression | Arbroath | 0 | 0 | 0 | 0 | 0 | 0 | 0 | 0 | 0 | 0 | 0 | 0 | 0 | 0 | 0 | 0 | 0 | 0 | 0 | 0 | 0 | 0 | 0 | 0 | 0 | 0 | 0 | 0 | 0 | 0 | 0 | 0
Gen_BB011 | MW | SEPD | Steady Progression | Arbroath | 0 | 0 | 0 | 0 | 0 | 0 | 0 | 0 | 0 | 0 | 0 | 0 | 0 | 0 | 0 | 0 | 0 | 0 | 0 | 0 | 0 | 0 | 0 | 0 | 0 | 0 | 0 | 0 | 0 | 0 | 0 | 0
Gen_BB012 | MW | SEPD | Steady Progression | Arbroath | 16.6309 | 16.8052 | 16.8758 | 16.9371 | 16.9943 | 17.0418 | 16.9628 | 17.0737 | 17.2178 | 17.4176 | 17.6722 | 18.0041 | 18.4025 | 18.871 | 19.3276 | 19.9248 | 20.2817 | 20.4199 | 20.6372 | 20.7732 | 21.0335 | 21.2934 | 21.5242 | 21.7316 | 21.9154 | 22.0307 | 24.5639 | 24.6502 | 26.0199 | 26.1138 | 26.2445 | 26.3377
Gen_BB013 | MW | SEPD | Steady Progression | Arbroath | 1.7109 | 1.7392 | 1.7814 | 1.8215 | 1.8624 | 1.9015 | 1.9353 | 1.9781 | 2.0282 | 2.0859 | 2.1501 | 2.2206 | 2.2899 | 2.3597 | 2.4308 | 2.5041 | 2.5791 | 2.6548 | 2.7286 | 2.8035 | 2.8782 | 2.9552 | 3.0319 | 3.1107 | 3.19 | 3.2711 | 3.3535 | 3.4282 | 3.5037 | 3.5799 | 3.657 | 3.735
Gen_BB014 | MW | SEPD | Steady Progression | Arbroath | 0 | 0 | 0 | 0 | 0 | 0 | 0 | 0 | 0 | 0 | 0 | 0 | 0 | 0 | 0 | 0 | 0 | 0 | 0 | 0 | 0 | 0 | 0 | 0 | 0 | 0 | 0 | 0 | 0 | 0 | 0 | 0
Gen_BB015 | MW | SEPD | Steady Progression | Arbroath | 0 | 0 | 0 | 0 | 0 | 0 | 0 | 0 | 0 | 0.17689 | 0.19865 | 0.27434 | 0.31552 | 0.33663 | 0.46032 | 0.64395 | 0.66439 | 0.6846 | 0.70457 | 0.72429 | 0.74376 | 0.76299 | 0.78197 | 0.80071 | 0.8192 | 0.83744 | 0.85543 | 0.87351 | 0.89167 | 0.90993 | 0.92828 | 0.94671
Gen_BB016 | MW | SEPD | Steady Progression | Arbroath | 1.2738 | 1.2738 | 1.274 | 1.2742 | 1.2744 | 1.2747 | 1.275 | 1.2755 | 1.2764 | 1.2778 | 1.2798 | 1.2823 | 1.285 | 1.2876 | 1.2902 | 1.2927 | 1.2952 | 1.2977 | 1.3 | 1.3021 | 1.3041 | 1.306 | 1.3077 | 1.3094 | 1.3109 | 1.3123 | 1.3136 | 1.3149 | 1.316 | 1.317 | 1.3179 | 1.3187
Gen_BB017 | MW | SEPD | Steady Progression | Arbroath | 0 | 0 | 0 | 0 | 0 | 0 | 0 | 0 | 0 | 0 | 0 | 0 | 0 | 0 | 0 | 0 | 0 | 0 | 0 | 0 | 0 | 0 | 0 | 0 | 0 | 0 | 0 | 0 | 0 | 0 | 0 | 0
Gen_BB018 | MW | SEPD | Steady Progression | Arbroath | 0 | 0 | 0 | 0 | 0 | 0 | 0 | 0 | 0 | 0 | 0 | 0 | 0 | 0 | 0 | 0 | 0 | 0 | 0 | 0 | 0 | 0 | 0 | 0 | 0 | 0 | 0 | 0 | 0 | 0 | 0 | 0
Hydrogen electrolysis | MW | SEPD | Steady Progression | Arbroath | 0 | 0 | 0 | 0 | 0 | 0 | 0 | 0 | 0 | 0 | 0 | 0 | 0 | 0 | 0 | 0 | 0 | 0 | 0 | 0 | 0 | 0 | 0 | 0 | 0 | 0 | 0 | 0 | 0 | 0 | 0 | 0
Lct_BB001 | Number | SEPD | Steady Progression | Arbroath | 62.4867 | 79.4016 | 116.1573 | 193.9036 | 285.7427 | 409.8407 | 572.0503 | 755.7235 | 982.8849 | 1263.1642 | 1607.0285 | 2244.4149 | 3177.1003 | 4111.5419 | 5048.0888 | 5986.8716 | 6928.29 | 8094.7802 | 9546.8686 | 11096.562 | 12706.9851 | 14494.9783 | 16261.6215 | 17945.1005 | 19506.7286 | 20942.6163 | 22256.5255 | 22760.0973 | 23267.0713 | 23759.2217 | 24262.3174 | 24736.0516
Lct_BB003 | Number | SEPD | Steady Progression | Arbroath | 0.2554 | 0.2554 | 1.2097 | 2.2018 | 3.3567 | 4.7276 | 6.3756 | 8.1321 | 10.4073 | 13.3919 | 17.1269 | 21.7644 | 28.085 | 35.534 | 44.8219 | 56.2448 | 70.3684 | 87.3519 | 107.5254 | 130.7023 | 156.4163 | 185.9285 | 217.2305 | 249.2945 | 280.4927 | 310.175 | 336.9394 | 360.559 | 381.5812 | 399.7833 | 415.7964 | 430.3252
Lct_BB005 | Number | SEPD | Steady Progression | Arbroath | 53.5911 | 71.8007 | 79.0105 | 91.2747 | 110.5244 | 128.5491 | 146.2606 | 167.2291 | 174.4213 | 180.8175 | 189.9198 | 196.1168 | 246.8706 | 297.9997 | 349.3097 | 401.2161 | 453.5105 | 525.8162 | 597.8399 | 669.7741 | 741.5915 | 813.4656 | 960.0723 | 1107.3253 | 1255.0236 | 1403.4757 | 1550.3828 | 1670.6012 | 1791.6202 | 1913.5975 | 2036.7057 | 2160.7496
Lct_BB006 | Number | SEPD | Steady Progression | Arbroath | 0 | 0 | 1.87 | 3.7191 | 5.5493 | 7.3601 | 9.1517 | 22.2204 | 35.0988 | 50.7159 | 66.1044 | 81.2617 | 122.2646 | 162.9291 | 203.2551 | 243.2472 | 282.9023 | 302.2459 | 321.3351 | 340.1775 | 358.7714 | 377.1146 | 423.8862 | 469.873 | 515.0781 | 559.4997 | 603.1351 | 688.081 | 773.0269 | 857.9728 | 942.9187 | 1027.8646
Lct_BB007 | Number | SEPD | Steady Progression | Arbroath | 51.8187 | 55.497 | 54.5417 | 58.2014 | 61.5515 | 64.7253 | 68.0499 | 72.2278 | 73.0975 | 74.1402 | 76.3292 | 77.551 | 92.5752 | 107.5995 | 122.6238 | 137.648 | 152.6723 | 174.0785 | 195.3795 | 216.5751 | 237.6654 | 258.6504 | 302.545 | 346.4395 | 390.3341 | 434.2286 | 478.1232 | 514.2492 | 550.3752 | 586.5012 | 622.6272 | 658.7532
Lct_BB008 | Number | SEPD | Steady Progression | Arbroath | 0 | 0 | 0.1072 | 0.21332 | 0.31837 | 0.42232 | 0.52518 | 1.2737 | 2.0114 | 2.7385 | 3.4548 | 4.1604 | 6.069 | 7.962 | 9.8393 | 11.7009 | 13.5467 | 14.447 | 15.3357 | 16.2128 | 17.0782 | 17.932 | 20.1092 | 22.2498 | 24.354 | 26.4217 | 28.4529 | 32.407 | 36.361 | 40.3151 | 44.2691 | 48.2232
Lct_BB010b | MW | SEPD | Steady Progression | Arbroath | 0.456 | 0.57301 | 0.69378 | 0.93324 | 1.2549 | 1.6649 | 2.205 | 2.8133 | 3.5285 | 4.3539 | 5.3881 | 7.6116 | 9.988 | 12.2611 | 14.5076 | 16.7937 | 19.1446 | 22.623 | 26.5613 | 31.7001 | 38.6077 | 45.7005 | 51.7577 | 56.3732 | 60.308 | 62.8703 | 63.6605 | 64.4837 | 65.2985 | 66.0041 | 66.4857 | 67.1689
Lct_BB011b | MW | SEPD | Steady Progression | Arbroath | 0.229 | 0.2389 | 0.2552 | 0.28469 | 0.31405 | 0.34893 | 0.3902 | 0.43183 | 0.47889 | 0.53301 | 0.59515 | 0.6665 | 0.76916 | 0.88759 | 1.0238 | 1.1766 | 1.348 | 1.5437 | 1.7553 | 1.9774 | 2.2051 | 2.4211 | 2.6269 | 2.8164 | 2.9836 | 3.1255 | 3.2427 | 3.2729 | 3.3017 | 3.3304 | 3.3596 | 3.3876
Lct_BB012b | MW | SEPD | Steady Progression | Arbroath | 0.672 | 0.6824 | 0.69295 | 0.72236 | 0.75089 | 0.78734 | 0.8289 | 0.88931 | 0.96096 | 1.046 | 1.1464 | 1.2647 | 1.4458 | 1.6599 | 1.9101 | 2.1976 | 2.5242 | 2.9049 | 3.323 | 3.7707 | 4.2414 | 4.4783 | 4.7032 | 4.9107 | 5.0941 | 5.2504 | 5.4038 | 5.432 | 5.4528 | 5.4676 | 5.4783 | 5.4783
Lct_BB013b | MW | SEPD | Steady Progression | Arbroath | 0 | 0 | 0 | 0 | 0 | 0 | 0 | 0 | 0 | 0 | 0 | 0 | 0 | 0 | 0 | 0 | 0 | 0 | 0 | 0 | 0 | 0 | 0 | 0 | 0 | 0 | 0 | 0 | 0 | 0 | 0 | 0
Lct_BB014 | Number | SEPD | Steady Progression | Arbroath | 27.9758 | 28.1905 | 32.5264 | 37.4037 | 43.2564 | 49.9338 | 57.592 | 88.7388 | 101.1173 | 115.5845 | 131.8804 | 150.4445 | 270.6322 | 311.1672 | 358.504 | 412.6116 | 475.0664 | 520.9274 | 572.4154 | 630.0954 | 694.6017 | 767.3843 | 1042.1001 | 1154.7511 | 1279.8493 | 1421.419 | 1580.4976 | 1817.7968 | 2090.8027 | 2404.3818 | 2764.6975 | 3178.8832
Other generation | MW | SEPD | Steady Progression | Arbroath | 0 | 0.05 | 0.05 | 0.05 | 0.05 | 0.05 | 0.05 | 0.05 | 0.05 | 0.05 | 0.05 | 0.05 | 0.05 | 0.05 | 0.05 | 0.05 | 0.05 | 0.05 | 0.05 | 0.05 | 0.05 | 0.05 | 0.05 | 0.05 | 0.05 | 0.05 | 0.05 | 0.05 | 0.05 | 0.05 | 0.05 | 0.05
Srg_BB001 | MW | SEPD | Steady Progression | Arbroath | 0 | 0.24417 | 35.2686 | 35.293 | 35.3174 | 35.3418 | 35.3663 | 35.7574 | 35.7821 | 35.8073 | 35.8331 | 35.8605 | 36.02 | 36.1854 | 36.3567 | 36.5344 | 36.7224 | 36.7642 | 36.8066 | 36.8491 | 36.8919 | 36.9355 | 37.1667 | 37.3985 | 37.6306 | 37.8635 | 38.0948 | 38.0961 | 38.0974 | 38.0984 | 38.0993 | 38.1003
Srg_BB002 | MW | SEPD | Steady Progression | Arbroath | 0 | 0 | 0.00173 | 0.0035187 | 0.0053532 | 0.0072308 | 0.0091463 | 0.027668 | 0.037405 | 0.047651 | 0.058568 | 0.07032 | 0.072498 | 0.074615 | 0.076685 | 0.07872 | 0.08073 | 0.082711 | 0.084646 | 0.086578 | 0.088477 | 0.09037 | 0.13112 | 0.17303 | 0.21635 | 0.26105 | 0.3071 | 0.31204 | 0.31584 | 0.31957 | 0.32323 | 0.32684
Data centres (MW) | MW | SEPD | Steady Progression | Ardmore | 0 | 0 | 0 | 0 | 0 | 0 | 0 | 0 | 0 | 0 | 0 | 0 | 0 | 0 | 0 | 0 | 0 | 0 | 0 | 0 | 0 | 0 | 0 | 0 | 0 | 0 | 0 | 0 | 0 | 0 | 0 | 0
Dem_BB001a | Number of homes (cumulative) | SEPD | Steady Progression | Ardmore | 0 | 160 | 211 | 253 | 279 | 345 | 411 | 478 | 528 | 555 | 577 | 599 | 619 | 637 | 651 | 665 | 673 | 676 | 679 | 680 | 680 | 680 | 680 | 680 | 680 | 680 | 680 | 680 | 680 | 680 | 680 | 680
Dem_BB002b | Floorspace (m2) (cumulative) | SEPD | Steady Progression | Ardmore | 0 | 4320 | 4416 | 6192 | 12068 | 27114 | 33215 | 62350 | 76753.3333 | 91990 | 108060 | 180565.3333 | 258397.5 | 335156.5 | 433081.5 | 533137.5 | 619628.6667 | 709920 | 804011.5 | 901903.1667 | 998961.5 | 1039584.5 | 1075246.5 | 1104497.5 | 1127665 | 1146199 | 1160099.5 | 1169366.5 | 1174000 | 1174000 | 1174000 | 1174000
Domestic direct electric heating | Number | SEPD | Steady Progression | Ardmore | 4949.2392 | 4949.2392 | 4949.2392 | 4949.2392 | 4949.2392 | 4949.2392 | 4949.2392 | 4949.2392 | 4949.2392 | 4949.2392 | 4949.2392 | 4949.2392 | 4949.2392 | 4949.2392 | 4949.2392 | 4949.2392 | 4949.2392 | 4915.1699 | 4898.2959 | 4881.5023 | 4864.7891 | 4848.1562 | 4831.6572 | 4815.2118 | 4798.8468 | 4782.5621 | 4766.3577 | 4750.2337 | 4734.1901 | 4718.2268 | 4702.3438 | 4686.5413
Gas: Hydrogen peaking | MW | SEPD | Steady Progression | Ardmore | 0 | 0 | 0 | 0 | 0 | 0 | 0 | 0 | 0 | 0 | 0 | 0 | 0 | 0 | 0 | 0 | 0 | 0 | 0 | 0 | 0 | 0 | 0 | 0 | 0 | 0 | 0 | 0 | 0 | 0 | 0 | 0
Gen_BB001 | MW | SEPD | Steady Progression | Ardmore | 0.15 | 0.15 | 0.15 | 0.15 | 0.15 | 0.15 | 0.15 | 0.15 | 0.15 | 0.15 | 0.15 | 0.15 | 0.15 | 0.15 | 0.15 | 0.15 | 0.15 | 0.15 | 0.15 | 0.15 | 0.15 | 0.15 | 0.15 | 0.15 | 0.15 | 0.15 | 0.15 | 0.15 | 0.15 | 0.15 | 0.15 | 0.15
Gen_BB004 | MW | SEPD | Steady Progression | Ardmore | 0 | 0 | 0 | 0 | 0 | 0 | 0 | 0 | 0 | 0 | 0 | 0 | 0 | 0 | 0 | 0 | 0 | 0 | 0 | 0 | 0 | 0 | 0 | 0 | 0 | 0 | 0 | 0 | 0 | 0 | 0 | 0
Gen_BB005 | MW | SEPD | Steady Progression | Ardmore | 0 | 0 | 0 | 0 | 0 | 0 | 0 | 0 | 0 | 0 | 0 | 0 | 0 | 0 | 0 | 0 | 0 | 0 | 0 | 0 | 0 | 0 | 0 | 0 | 0 | 0 | 0 | 0 | 0 | 0 | 0 | 0
Gen_BB006 | MW | SEPD | Steady Progression | Ardmore | 0 | 0 | 0 | 0 | 0 | 0 | 0 | 0 | 0 | 0 | 0 | 0 | 0 | 0 | 0 | 0 | 0 | 0 | 0 | 0 | 0 | 0 | 0 | 0 | 0 | 0 | 0 | 0 | 0 | 0 | 0 | 0
Gen_BB008 | MW | SEPD | Steady Progression | Ardmore | 0 | 0 | 0 | 0 | 0 | 0 | 0 | 0 | 0 | 0 | 0 | 0 | 0 | 0 | 0 | 0 | 0 | 0 | 0 | 0 | 0 | 0 | 0 | 0 | 0 | 0 | 0 | 0 | 0 | 0 | 0 | 0
Gen_BB010 | MW | SEPD | Steady Progression | Ardmore | 0 | 0 | 0 | 0 | 0 | 0 | 0 | 0 | 0 | 0 | 0 | 0 | 0 | 0 | 0 | 0 | 0 | 0 | 0 | 0 | 0 | 0 | 0 | 0 | 0 | 0 | 0 | 0 | 0 | 0 | 0 | 0
Gen_BB011 | MW | SEPD | Steady Progression | Ardmore | 0 | 0 | 0 | 0 | 0 | 0 | 0 | 0 | 0 | 0 | 0 | 0 | 0 | 0 | 0 | 0 | 0 | 0 | 0 | 0 | 0 | 0 | 0 | 0 | 0 | 0 | 0 | 0 | 0 | 0 | 0 | 0
Gen_BB012 | MW | SEPD | Steady Progression | Ardmore | 0.04596 | 0.047567 | 0.050252 | 0.052572 | 0.054763 | 0.056608 | 0.05827 | 0.060745 | 0.064017 | 0.06838 | 0.073821 | 0.080416 | 0.087032 | 0.09368 | 0.10037 | 0.10713 | 0.11391 | 0.12065 | 0.1275 | 0.13435 | 0.14127 | 0.14829 | 0.15416 | 0.15994 | 0.16562 | 0.17122 | 0.17673 | 0.18099 | 0.1852 | 0.18936 | 0.19346 | 0.19753
Gen_BB013 | MW | SEPD | Steady Progression | Ardmore | 1.0376 | 1.0549 | 1.0826 | 1.1062 | 1.1281 | 1.1465 | 1.163 | 1.1871 | 1.2185 | 1.2688 | 1.3295 | 1.4005 | 1.4695 | 1.5369 | 1.6031 | 1.6685 | 1.7327 | 1.7955 | 1.8581 | 1.9198 | 1.9813 | 2.0426 | 2.0938 | 2.1441 | 2.1935 | 2.2422 | 2.29 | 2.3268 | 2.363 | 2.3985 | 2.4335 | 2.4678
Gen_BB014 | MW | SEPD | Steady Progression | Ardmore | 0 | 0 | 0 | 0 | 0 | 0 | 0 | 0 | 0 | 0 | 0 | 0 | 0 | 0 | 0 | 0 | 0 | 0 | 0 | 0 | 0 | 0 | 0 | 0 | 0 | 0 | 0 | 0 | 0 | 0 | 0 | 0
Gen_BB015 | MW | SEPD | Steady Progression | Ardmore | 35.7 | 35.7 | 40.7 | 40.7 | 40.7 | 40.7 | 90.4 | 90.4 | 90.4 | 90.4 | 90.4 | 90.4 | 90.4 | 90.4 | 90.4 | 90.4 | 90.4 | 90.4 | 90.4 | 90.4 | 90.4 | 90.4 | 90.4 | 90.4 | 93.85 | 93.85 | 96.1 | 96.1 | 96.1 | 96.1 | 96.1 | 96.1
Gen_BB016 | MW | SEPD | Steady Progression | Ardmore | 3.31 | 3.31 | 3.31 | 3.31 | 3.31 | 3.31 | 3.31 | 3.31 | 3.31 | 3.31 | 3.31 | 3.31 | 3.31 | 3.31 | 3.31 | 3.31 | 3.31 | 3.31 | 3.31 | 3.31 | 3.31 | 3.31 | 3.31 | 3.31 | 3.31 | 3.31 | 3.31 | 3.31 | 3.31 | 3.31 | 3.31 | 3.31
Gen_BB017 | MW | SEPD | Steady Progression | Ardmore | 0 | 0 | 0 | 0 | 0 | 0 | 0 | 0 | 0 | 0 | 0 | 0 | 0 | 0 | 0 | 0 | 0 | 0 | 0 | 0 | 0 | 0 | 0 | 0 | 0 | 0 | 0 | 0 | 0 | 0 | 0 | 0
Gen_BB018 | MW | SEPD | Steady Progression | Ardmore | 2.2198 | 2.2198 | 2.2198 | 2.2198 | 2.2233 | 2.2375 | 2.2384 | 2.2426 | 2.2466 | 2.2473 | 2.2513 | 2.252 | 2.2559 | 2.2598 | 2.2603 | 2.2642 | 2.2647 | 2.2685 | 2.2689 | 2.2726 | 2.2731 | 2.2734 | 2.2771 | 2.2775 | 2.2812 | 2.2815 | 2.2817 | 2.2854 | 2.2856 | 2.2892 | 2.2894 | 2.2897
Hydrogen electrolysis | MW | SEPD | Steady Progression | Ardmore | 0 | 0 | 0 | 0 | 0 | 0 | 0 | 0 | 0 | 0 | 0 | 0 | 0 | 0 | 0 | 0 | 0 | 0 | 0 | 0 | 0 | 0 | 0 | 0 | 0 | 0 | 0 | 0 | 0 | 0 | 0 | 0
Lct_BB001 | Number | SEPD | Steady Progression | Ardmore | 65.0288 | 82.0985 | 116.1973 | 190.1045 | 275.192 | 388.5698 | 534.5568 | 695.6007 | 891.2651 | 1128.6437 | 1415.2996 | 2092.721 | 2865.1291 | 3637.5508 | 4409.9637 | 5182.28 | 5954.7151 | 7007.161 | 8222.068 | 9505.4663 | 10823.9875 | 12277.4612 | 13692.2399 | 15015.7467 | 16217.0807 | 17295.085 | 17867.9092 | 18203.592 | 18539.0318 | 18860.1556 | 19188.963 | 19505.3909
Lct_BB003 | Number | SEPD | Steady Progression | Ardmore | 0 | 0 | 0 | 0 | 0 | 0 | 0 | 0 | 0 | 0 | 0 | 0 | 0 | 0 | 0 | 0 | 0 | 0 | 0 | 0 | 0 | 0 | 0 | 0 | 0 | 0 | 0 | 0 | 0 | 0 | 0 | 0
Lct_BB005 | Number | SEPD | Steady Progression | Ardmore | 1577.4797 | 1591.9856 | 1601.5251 | 1606.8763 | 1616.4811 | 1629.2039 | 1642.2381 | 1659.1731 | 1662.7136 | 1674.386 | 1699.1081 | 1712.7629 | 1879.5331 | 2046.4363 | 2213.5484 | 2380.6567 | 2547.8595 | 2786.5711 | 3024.7998 | 3261.9087 | 3497.7345 | 3732.4531 | 4223.4095 | 4714.3933 | 5205.9213 | 5697.8933 | 6191.3035 | 6598.456 | 7007.4091 | 7418.1927 | 7831.2357 | 8247.7726
Lct_BB006 | Number | SEPD | Steady Progression | Ardmore | 0 | 0 | 0.1978 | 0.3932 | 0.5869 | 0.7789 | 0.9681 | 2.3544 | 3.7207 | 5.5454 | 7.3436 | 9.115 | 13.905 | 18.6566 | 23.3686 | 28.042 | 32.6756 | 34.9359 | 37.1663 | 39.3672 | 41.5397 | 43.683 | 49.1471 | 54.5202 | 59.8017 | 64.9913 | 70.0899 | 80.0147 | 89.9395 | 99.8643 | 109.7891 | 119.7139
Lct_BB007 | Number | SEPD | Steady Progression | Ardmore | 11.381 | 12.1889 | 11.9791 | 12.7829 | 13.5187 | 14.2157 | 14.9459 | 15.8635 | 16.0545 | 16.2835 | 16.7643 | 17.0327 | 20.3325 | 23.6323 | 26.9321 | 30.2319 | 33.5317 | 38.2332 | 42.9116 | 47.5668 | 52.1989 | 56.8079 | 66.4485 | 76.0892 | 85.7298 | 95.3704 | 105.0111 | 112.9455 | 120.8799 | 128.8143 | 136.7487 | 144.6831
Lct_BB008 | Number | SEPD | Steady Progression | Ardmore | 0 | 0 | 0.02355 | 0.04686 | 0.06993 | 0.09278 | 0.11537 | 0.27977 | 0.44182 | 0.60149 | 0.75881 | 0.91376 | 1.333 | 1.7487 | 2.161 | 2.5699 | 2.9753 | 3.173 | 3.3682 | 3.5608 | 3.7509 | 3.9384 | 4.4166 | 4.8867 | 5.3489 | 5.803 | 6.2491 | 7.1176 | 7.986 | 8.8545 | 9.7229 | 10.5913
Lct_BB010b | MW | SEPD | Steady Progression | Ardmore | 0.049 | 0.13795 | 0.24018 | 0.50719 | 0.85178 | 1.3338 | 1.9648 | 2.6678 | 3.4562 | 4.4296 | 5.5624 | 8.6244 | 11.7996 | 14.8711 | 17.7943 | 20.7257 | 23.4527 | 27.8447 | 32.6583 | 37.8041 | 45.164 | 56.231 | 68.4816 | 77.3968 | 82.9335 | 86.7251 | 87.6036 | 88.494 | 89.306 | 89.9262 | 90.5086 | 91.3066
Lct_BB011b | MW | SEPD | Steady Progression | Ardmore | 0.364 | 0.3711 | 0.39697 | 0.43324 | 0.46914 | 0.51295 | 0.56397 | 0.61624 | 0.67566 | 0.74291 | 0.82094 | 0.90925 | 1.0364 | 1.1832 | 1.3527 | 1.5438 | 1.7578 | 2.0025 | 2.2677 | 2.5467 | 2.8338 | 3.1083 | 3.3719 | 3.6174 | 3.8352 | 4.0226 | 4.1802 | 4.2325 | 4.2837 | 4.3347 | 4.3865 | 4.4363
Lct_BB012b | MW | SEPD | Steady Progression | Ardmore | 0.825 | 0.8362 | 0.84774 | 0.8771 | 0.90679 | 0.94493 | 0.99042 | 1.0411 | 1.1006 | 1.17 | 1.2504 | 1.3441 | 1.4856 | 1.6506 | 1.8407 | 2.0554 | 2.2964 | 2.5745 | 2.8764 | 3.195 | 3.5257 | 3.8349 | 4.1315 | 4.407 | 4.6535 | 4.866 | 5.0796 | 5.1202 | 5.1501 | 5.1711 | 5.1864 | 5.1864
Lct_BB013b | MW | SEPD | Steady Progression | Ardmore | 0 | 0.0009 | 0.00203 | 0.00369 | 0.00433 | 0.00514 | 0.00559 | 0.01014 | 0.01542 | 0.02153 | 0.0286 | 0.03672 | 0.05204 | 0.06993 | 0.09059 | 0.11412 | 0.14067 | 0.17127 | 0.20465 | 0.24015 | 0.27712 | 0.31262 | 0.34704 | 0.37948 | 0.40894 | 0.43496 | 0.45509 | 0.46409 | 0.4719 | 0.47865 | 0.48459 | 0.48493
Lct_BB014 | Number | SEPD | Steady Progression | Ardmore | 11.7438 | 11.8339 | 13.654 | 15.7014 | 18.1583 | 20.9613 | 24.1761 | 19.2666 | 21.9541 | 25.0952 | 28.6333 | 32.6639 | 47.3704 | 54.4655 | 62.7512 | 72.2219 | 83.1538 | 91.1811 | 100.1934 | 110.2895 | 121.5804 | 134.32 | 188.0411 | 208.3683 | 230.9415 | 256.487 | 285.1918 | 328.0111 | 377.2735 | 433.8571 | 498.874 | 573.6114
Other generation | MW | SEPD | Steady Progression | Ardmore | 0 | 0 | 0 | 0 | 0 | 0 | 0 | 0 | 0 | 0 | 0 | 0 | 0 | 0 | 0 | 0 | 0 | 0 | 0 | 0 | 0 | 0 | 0 | 0 | 0 | 0 | 0 | 0 | 0 | 0 | 0 | 0
Srg_BB001 | MW | SEPD | Steady Progression | Ardmore | 0 | 0.043434 | 0.068655 | 0.094586 | 0.12083 | 0.14638 | 0.22547 | 0.65236 | 0.76973 | 0.88312 | 1.0098 | 1.1954 | 1.2367 | 1.2767 | 1.3162 | 1.3666 | 1.4973 | 1.5941 | 1.6963 | 1.7987 | 1.8975 | 2.0046 | 2.0762 | 2.1547 | 2.2373 | 2.3288 | 2.4012 | 2.4174 | 2.4331 | 2.4457 | 2.4563 | 2.4683
Srg_BB002 | MW | SEPD | Steady Progression | Ardmore | 0 | 0 | 0.0010647 | 0.0021735 | 0.0033182 | 0.0044961 | 0.0057033 | 0.017453 | 0.023682 | 0.030362 | 0.037634 | 0.045647 | 0.047163 | 0.048666 | 0.050161 | 0.051654 | 0.053151 | 0.054647 | 0.056127 | 0.057623 | 0.05911 | 0.060608 | 0.093143 | 0.12688 | 0.16203 | 0.19856 | 0.23646 | 0.24054 | 0.2437 | 0.24681 | 0.24989 | 0.25293
Data centres (MW) | MW | SEPD | Steady Progression | Beauly | 0 | 0 | 0 | 0 | 0 | 0 | 0 | 0 | 0 | 0 | 0 | 0 | 0 | 0 | 0 | 0 | 0 | 0 | 0 | 0 | 0 | 0 | 0 | 0 | 0 | 0 | 0 | 0 | 0 | 0 | 0 | 0
Dem_BB001a | Number of homes (cumulative) | SEPD | Steady Progression | Beauly | 0 | 205.6156 | 412.3516 | 556.9008 | 660.4633 | 746.004 | 801.004 | 838.004 | 879.004 | 920.004 | 977.004 | 1037.004 | 1075.004 | 1096.004 | 1111.004 | 1126.004 | 1139.004 | 1151.472 | 1164.0759 | 1174.4893 | 1183.7701 | 1189.8881 | 1192.5081 | 1193.0175 | 1193.4276 | 1193.7534 | 1194.0204 | 1194.2382 | 1194.4147 | 1194.5429 | 1194.6281 | 1194.6685
Dem_BB002b | Floorspace (m2) (cumulative) | SEPD | Steady Progression | Beauly | 0 | 0 | 0 | 0 | 0 | 0 | 0 | 0 | 0 | 0 | 0 | 0 | 0 | 0 | 0 | 0 | 0 | 0 | 0 | 0 | 0 | 0 | 0 | 0 | 0 | 0 | 0 | 0 | 0 | 0 | 0 | 0
Domestic direct electric heating | Number | SEPD | Steady Progression | Beauly | 3573.4934 | 3595.7441 | 3618.0985 | 3633.7579 | 3644.9892 | 3654.2767 | 3660.2162 | 3664.2118 | 3668.6396 | 3673.0674 | 3679.2232 | 3656.7531 | 3640.2105 | 3622.6172 | 3605.3013 | 3588.7204 | 3571.8438 | 3561.0342 | 3547.2002 | 3533.7085 | 3520.3202 | 3507.3772 | 3495.266 | 3483.3514 | 3471.5292 | 3459.9125 | 3448.3865 | 3436.9511 | 3425.6059 | 3414.4641 | 3403.298 | 3392.3347
Gas: Hydrogen peaking | MW | SEPD | Steady Progression | Beauly | 0 | 0 | 0 | 0 | 0 | 0 | 0 | 0 | 0 | 0 | 0 | 0 | 0 | 0 | 0 | 0 | 0 | 0 | 0 | 0 | 0 | 0 | 0 | 0 | 0 | 0 | 0 | 0 | 0 | 0 | 0 | 0
Gen_BB001 | MW | SEPD | Steady Progression | Beauly | 0 | 0 | 0 | 0 | 0 | 0 | 0 | 0 | 0 | 0 | 0 | 0 | 0 | 0 | 0 | 0 | 0 | 0 | 0 | 0 | 0 | 0 | 0 | 0 | 0 | 0 | 0 | 0 | 0 | 0 | 0 | 0
Gen_BB004 | MW | SEPD | Steady Progression | Beauly | 0.15 | 0.15 | 0.15 | 0.15 | 0.15 | 0.15 | 0.15 | 0.15 | 0.15 | 0.15 | 0.15 | 0.15 | 0.15 | 0.15 | 0.15 | 0.15 | 0.15 | 0.15 | 0.15 | 0.15 | 0.15 | 0.15 | 0.15 | 0.15 | 0.15 | 0.15 | 0.15 | 0.15 | 0.15 | 0.15 | 0.15 | 0.15
Gen_BB005 | MW | SEPD | Steady Progression | Beauly | 0 | 0 | 0 | 0 | 0 | 0 | 0 | 0 | 0 | 0 | 0 | 0 | 0 | 0 | 0 | 0 | 0 | 0 | 0 | 0 | 0 | 0 | 0 | 0 | 0 | 0 | 0 | 0 | 0 | 0 | 0 | 0
Gen_BB006 | MW | SEPD | Steady Progression | Beauly | 0 | 0 | 0 | 0 | 0 | 0 | 0 | 0 | 0 | 0 | 0 | 0 | 0 | 0 | 0 | 0 | 0 | 0 | 0 | 0 | 0 | 0 | 0 | 0 | 0 | 0 | 0 | 0 | 0 | 0 | 0 | 0
Gen_BB008 | MW | SEPD | Steady Progression | Beauly | 0 | 0 | 0 | 0 | 0 | 0 | 0 | 0 | 0 | 0 | 0 | 0 | 0 | 0 | 0 | 0 | 0 | 0 | 0 | 0 | 0 | 0 | 0 | 0 | 0 | 0 | 0 | 0 | 0 | 0 | 0 | 0
Gen_BB010 | MW | SEPD | Steady Progression | Beauly | 0 | 0 | 0 | 0 | 0 | 0 | 0 | 0 | 0 | 0 | 0 | 0 | 0 | 0 | 0 | 0 | 0 | 0 | 0 | 0 | 0 | 0 | 0 | 0 | 0 | 0 | 0 | 0 | 0 | 0 | 0 | 0
Gen_BB011 | MW | SEPD | Steady Progression | Beauly | 0 | 0 | 0 | 0 | 0 | 0 | 0 | 0 | 0 | 0 | 0 | 0 | 0 | 0 | 0 | 0 | 0 | 0 | 0 | 0 | 0 | 0 | 0 | 0 | 0 | 0 | 0 | 0 | 0 | 0 | 0 | 0
Gen_BB012 | MW | SEPD | Steady Progression | Beauly | 0.29293 | 0.29731 | 0.30446 | 0.3105 | 0.31608 | 0.32071 | 0.32482 | 0.33085 | 0.33865 | 0.3483 | 0.35981 | 0.37312 | 0.38587 | 0.39819 | 0.41015 | 0.42183 | 0.43322 | 0.44425 | 0.4552 | 0.46588 | 0.47647 | 0.487 | 0.49566 | 0.50404 | 0.51214 | 0.52001 | 0.52766 | 0.53352 | 0.53925 | 0.54487 | 0.55039 | 0.55581
Gen_BB013 | MW | SEPD | Steady Progression | Beauly | 2.8495 | 2.8939 | 2.956 | 3.0081 | 3.0541 | 3.0945 | 3.1278 | 3.1676 | 3.2181 | 3.2767 | 3.3501 | 3.4349 | 3.5152 | 3.592 | 3.669 | 3.748 | 3.8285 | 3.9093 | 3.989 | 4.0696 | 4.1508 | 4.234 | 4.3119 | 4.3904 | 4.4691 | 4.5486 | 4.6285 | 4.6988 | 4.7694 | 4.8412 | 4.9129 | 4.9858
Gen_BB014 | MW | SEPD | Steady Progression | Beauly | 0 | 0 | 0 | 0 | 0 | 0 | 0 | 0 | 0 | 0 | 0 | 0 | 0 | 0 | 0 | 0 | 0 | 0 | 0 | 0 | 0 | 0 | 0 | 0 | 0 | 0 | 0 | 0 | 0 | 0 | 0 | 0
Gen_BB015 | MW | SEPD | Steady Progression | Beauly | 93.8 | 93.8 | 93.8 | 93.8 | 93.8 | 93.8 | 93.8 | 93.8 | 98.05 | 99.3064 | 99.461 | 99.9986 | 100.2911 | 100.441 | 101.3196 | 102.6239 | 102.7691 | 102.9127 | 103.0545 | 103.1946 | 113.3329 | 113.4695 | 121.6043 | 121.7374 | 121.8688 | 121.9983 | 122.1261 | 122.2545 | 122.3835 | 122.5132 | 122.6435 | 122.7745
Gen_BB016 | MW | SEPD | Steady Progression | Beauly | 1.3734 | 1.3734 | 1.3747 | 1.3763 | 1.3779 | 1.3798 | 1.3822 | 1.3858 | 1.3917 | 1.4017 | 1.4165 | 1.4339 | 1.4528 | 1.4715 | 1.4898 | 1.5078 | 1.5256 | 1.5431 | 1.5594 | 1.5746 | 1.5889 | 1.6021 | 1.6145 | 1.6261 | 1.6369 | 1.6469 | 1.6563 | 1.6652 | 1.6732 | 1.6804 | 1.6869 | 1.6927
Gen_BB017 | MW | SEPD | Steady Progression | Beauly | 0 | 0 | 0 | 0 | 0 | 0 | 0 | 0 | 0 | 0 | 0 | 0 | 0 | 0 | 0 | 0 | 0 | 0 | 0 | 0 | 0 | 0 | 0 | 0 | 0 | 0 | 0 | 0 | 0 | 0 | 0 | 0
Gen_BB018 | MW | SEPD | Steady Progression | Beauly | 10.2238 | 10.2238 | 10.2238 | 10.2238 | 10.2286 | 10.2482 | 10.2494 | 10.2551 | 10.2607 | 10.2617 | 10.2671 | 10.2681 | 10.2734 | 10.2788 | 10.2795 | 10.2848 | 10.2855 | 10.2907 | 10.2913 | 10.2964 | 10.297 | 10.2975 | 10.3026 | 10.303 | 10.3081 | 10.3085 | 10.3089 | 10.3139 | 10.3142 | 10.3192 | 10.3195 | 10.3199
Hydrogen electrolysis | MW | SEPD | Steady Progression | Beauly | 0 | 0 | 0 | 0 | 0 | 0 | 0 | 0 | 0 | 0 | 0 | 0 | 0 | 0 | 0 | 0 | 0 | 0 | 0 | 0 | 0 | 0 | 0 | 0 | 0 | 0 | 0 | 0 | 0 | 0 | 0 | 0
Lct_BB001 | Number | SEPD | Steady Progression | Beauly | 88.0117 | 111.1905 | 157.7201 | 258.4711 | 375.575 | 532.3908 | 735.3095 | 960.691 | 1236.0048 | 1571.8074 | 1979.4786 | 2648.5549 | 3402.7827 | 4156.8162 | 4910.8189 | 5665.0182 | 6419.0836 | 7509.124 | 8823.623 | 10216.0446 | 11650.2603 | 13234.5244 | 14781.9633 | 16235.4916 | 17561.0431 | 18756.8492 | 19522.55 | 19897.3656 | 20271.8612 | 20630.4847 | 20996.7636 | 21345.3357
Lct_BB003 | Number | SEPD | Steady Progression | Beauly | 0 | 0 | 0 | 0 | 0 | 0 | 0 | 0 | 0 | 0 | 0 | 0 | 0 | 0 | 0 | 0 | 0 | 0 | 0 | 0 | 0 | 0 | 0 | 0 | 0 | 0 | 0 | 0 | 0 | 0 | 0 | 0
Lct_BB005 | Number | SEPD | Steady Progression | Beauly | 351.7624 | 378.9069 | 391.5366 | 406.5826 | 427.8371 | 448.3395 | 468.363 | 492.5138 | 499.0401 | 509.4995 | 530.2433 | 543.4806 | 666.3948 | 788.9212 | 911.4993 | 1034.6902 | 1158.2085 | 1333.2582 | 1507.5622 | 1681.4237 | 1854.7143 | 2027.611 | 2385.1918 | 2743.1668 | 3101.7029 | 3458.0174 | 3812.0263 | 4105.6744 | 4400.7669 | 4697.4219 | 4995.9432 | 5295.0112
Lct_BB006 | Number | SEPD | Steady Progression | Beauly | 0 | 0 | 0.203 | 0.4044 | 0.6031 | 0.7998 | 0.9949 | 2.4263 | 3.8357 | 8.4058 | 12.9109 | 17.3482 | 29.3515 | 41.2546 | 53.0604 | 64.7678 | 76.3759 | 82.0379 | 87.6267 | 93.1419 | 98.5845 | 103.9547 | 117.6458 | 131.1088 | 144.3417 | 157.3455 | 170.1191 | 194.9852 | 219.8513 | 244.7174 | 269.5835 | 294.4496
Lct_BB007 | Number | SEPD | Steady Progression | Beauly | 11.4241 | 12.235 | 12.0244 | 12.8312 | 13.5698 | 14.2695 | 15.0025 | 15.9235 | 16.1153 | 16.3452 | 16.8277 | 17.0971 | 20.4094 | 23.7217 | 27.0339 | 30.3462 | 33.6585 | 38.3778 | 43.0739 | 47.7467 | 52.3963 | 57.0228 | 66.6999 | 76.377 | 86.0541 | 95.7313 | 105.4084 | 113.3729 | 121.3373 | 129.3018 | 137.2662 | 145.2307
Lct_BB008 | Number | SEPD | Steady Progression | Beauly | 0 | 0 | 0.02363 | 0.04701 | 0.07016 | 0.09309 | 0.11577 | 0.28078 | 0.44342 | 0.60368 | 0.76158 | 0.91712 | 1.3379 | 1.7552 | 2.1691 | 2.5795 | 2.9865 | 3.185 | 3.3809 | 3.5742 | 3.765 | 3.9533 | 4.4332 | 4.9051 | 5.369 | 5.8249 | 6.2727 | 7.1444 | 8.0162 | 8.8879 | 9.7596 | 10.6313
Lct_BB010b | MW | SEPD | Steady Progression | Beauly | 0.315 | 0.47104 | 0.63525 | 1.0066 | 1.5013 | 2.1602 | 3.0427 | 3.9134 | 4.9559 | 6.294 | 7.8076 | 10.5746 | 13.2469 | 15.6619 | 18.1491 | 20.7809 | 23.4984 | 27.9396 | 33.2456 | 42.5817 | 52.2762 | 61.1174 | 67.6239 | 71.5723 | 74.6567 | 76.7856 | 77.1089 | 77.4939 | 78.0091 | 78.4487 | 78.9681 | 79.3587
Lct_BB011b | MW | SEPD | Steady Progression | Beauly | 0.094 | 0.1004 | 0.12225 | 0.1534 | 0.18458 | 0.22169 | 0.26564 | 0.30997 | 0.36046 | 0.41832 | 0.48489 | 0.56123 | 0.67029 | 0.79654 | 0.94106 | 1.1043 | 1.2871 | 1.4962 | 1.722 | 1.9594 | 2.2032 | 2.4356 | 2.6575 | 2.8628 | 3.0445 | 3.1995 | 3.3284 | 3.3655 | 3.4015 | 3.4374 | 3.474 | 3.5091
Lct_BB012b | MW | SEPD | Steady Progression | Beauly | 0.305 | 0.3053 | 0.30571 | 0.31039 | 0.31546 | 0.32256 | 0.33101 | 0.34022 | 0.35133 | 0.3644 | 0.37953 | 0.39735 | 0.42683 | 0.46107 | 0.49995 | 0.54352 | 0.59172 | 0.64701 | 0.70613 | 0.76791 | 0.83117 | 0.88828 | 0.94163 | 0.99021 | 1.0325 | 1.0678 | 1.1002 | 1.1085 | 1.1155 | 1.121 | 1.125 | 1.125
Lct_BB013b | MW | SEPD | Steady Progression | Beauly | 0 | 0.0013 | 0.0025 | 0.00456 | 0.00534 | 0.00637 | 0.00692 | 0.01255 | 0.0191 | 0.02672 | 0.03553 | 0.04565 | 0.06472 | 0.08698 | 0.1127 | 0.14198 | 0.17504 | 0.21312 | 0.25465 | 0.2988 | 0.3448 | 0.38899 | 0.4318 | 0.47215 | 0.50882 | 0.5412 | 0.56626 | 0.57745 | 0.58719 | 0.59561 | 0.60301 | 0.60343
Lct_BB014 | Number | SEPD | Steady Progression | Beauly | 18.1133 | 18.2523 | 21.0596 | 24.2175 | 28.0069 | 32.3302 | 37.2886 | 33.0849 | 37.7 | 43.0939 | 49.1696 | 56.0909 | 90.104 | 103.5997 | 119.3599 | 137.3744 | 158.1681 | 173.437 | 190.5794 | 209.7833 | 231.2599 | 255.4921 | 357.7087 | 396.377 | 439.3179 | 487.9128 | 542.5177 | 623.9724 | 717.6838 | 825.3221 | 949.0032 | 1091.1756
Other generation | MW | SEPD | Steady Progression | Beauly | 0 | 0 | 0 | 0 | 0 | 0 | 0 | 0 | 0 | 0 | 0 | 0 | 0 | 0 | 0 | 0 | 0 | 0 | 0 | 0 | 0 | 0 | 0 | 0 | 0 | 0 | 0 | 0 | 0 | 0 | 0 | 0
Srg_BB001 | MW | SEPD | Steady Progression | Beauly | 0 | 0.093324 | 0.15077 | 0.20986 | 0.26966 | 0.32787 | 0.41476 | 0.99067 | 1.1783 | 1.3632 | 1.5629 | 1.8285 | 2.1852 | 2.5418 | 2.8988 | 3.2694 | 3.7324 | 4.1449 | 4.5634 | 4.9826 | 5.4079 | 5.8438 | 6.2832 | 6.732 | 7.1842 | 7.6482 | 8.0863 | 8.172 | 8.2573 | 8.3385 | 8.4172 | 8.4978
Srg_BB002 | MW | SEPD | Steady Progression | Beauly | 0 | 0 | 0.00286 | 0.005806 | 0.0088168 | 0.01189 | 0.015017 | 0.04515 | 0.06092 | 0.077417 | 0.094874 | 0.11352 | 0.11695 | 0.12027 | 0.12349 | 0.12663 | 0.12973 | 0.13276 | 0.1357 | 0.13863 | 0.14149 | 0.14433 | 0.20529 | 0.26778 | 0.33217 | 0.3984 | 0.46642 | 0.4737 | 0.47928 | 0.48476 | 0.49013 | 0.4954
Data centres (MW) | MW | SEPD | Steady Progression | Boat of Garten | 0 | 0 | 0 | 0 | 0 | 0 | 0 | 0 | 0 | 0 | 0 | 0 | 0 | 0 | 0 | 0 | 0 | 0 | 0 | 0 | 0 | 0 | 0 | 0 | 0 | 0 | 0 | 0 | 0 | 0 | 0 | 0
Dem_BB001a | Number of homes (cumulative) | SEPD | Steady Progression | Boat of Garten | 0 | 84 | 179 | 251 | 321 | 396 | 468 | 526 | 577 | 631 | 690 | 752 | 813 | 863 | 911 | 938 | 961 | 980.952 | 1000.9923 | 1018.9089 | 1033.7396 | 1045.538 | 1053.9808 | 1058.3446 | 1061.6375 | 1061.8702 | 1062.0608 | 1062.2164 | 1062.3425 | 1062.434 | 1062.4949 | 1062.5237
Dem_BB002b | Floorspace (m2) (cumulative) | SEPD | Steady Progression | Boat of Garten | 0 | 8877.6 | 9074.88 | 9272.16 | 9469.44 | 9666.72 | 11064 | 12364 | 12564 | 12764 | 12964 | 13164 | 13364 | 13564 | 13764 | 13864 | 13864 | 13864 | 13864 | 13864 | 13864 | 13864 | 13864 | 13864 | 13864 | 13864 | 13864 | 13864 | 13864 | 13864 | 13864 | 13864
Domestic direct electric heating | Number | SEPD | Steady Progression | Boat of Garten | 2592.7516 | 2601.8228 | 2612.0833 | 2619.8591 | 2627.419 | 2635.519 | 2643.2951 | 2649.5591 | 2655.067 | 2660.899 | 2667.271 | 2660.2772 | 2655.825 | 2650.3378 | 2645.2647 | 2638.4715 | 2630.1554 | 2625.3469 | 2618.8441 | 2612.4079 | 2605.8027 | 2599.373 | 2593.2548 | 2586.8475 | 2580.6137 | 2574.0933 | 2567.7449 | 2561.4532 | 2555.2175 | 2549.0371 | 2542.9115 | 2536.8403
Gas: Hydrogen peaking | MW | SEPD | Steady Progression | Boat of Garten | 0 | 0 | 0 | 0 | 0 | 0 | 0 | 0 | 0 | 0 | 0 | 0 | 0 | 0 | 0 | 0 | 0 | 0 | 0 | 0 | 0 | 0 | 0 | 0 | 0 | 0 | 0 | 0 | 0 | 0 | 0 | 0
Gen_BB001 | MW | SEPD | Steady Progression | Boat of Garten | 0 | 0 | 0 | 0 | 0 | 0 | 0 | 0 | 0 | 0 | 0 | 0 | 0 | 0 | 0 | 0 | 0 | 0 | 0 | 0 | 0 | 0 | 0 | 0 | 0 | 0 | 0 | 0 | 0 | 0 | 0 | 0
Gen_BB004 | MW | SEPD | Steady Progression | Boat of Garten | 0.249 | 0.249 | 0.249 | 0.249 | 0.249 | 0.249 | 0.249 | 0.249 | 0.249 | 0.249 | 0.249 | 0.249 | 0.249 | 0.249 | 0.249 | 0.249 | 0.249 | 0.249 | 0.249 | 0.249 | 0.249 | 0.249 | 0.249 | 0.249 | 0.249 | 0.249 | 0.249 | 0.249 | 0.249 | 0.249 | 0.249 | 0.249
Gen_BB005 | MW | SEPD | Steady Progression | Boat of Garten | 0 | 0 | 0 | 0 | 0 | 0 | 0 | 0 | 0 | 0 | 0 | 0 | 0 | 0 | 0 | 0 | 0 | 0 | 0 | 0 | 0 | 0 | 0 | 0 | 0 | 0 | 0 | 0 | 0 | 0 | 0 | 0
Gen_BB006 | MW | SEPD | Steady Progression | Boat of Garten | 0 | 0 | 0 | 0 | 0 | 0 | 0 | 0 | 0 | 0 | 0 | 0 | 0 | 0 | 0 | 0 | 0 | 0 | 0 | 0 | 0 | 0 | 0 | 0 | 0 | 0 | 0 | 0 | 0 | 0 | 0 | 0
Gen_BB008 | MW | SEPD | Steady Progression | Boat of Garten | 0 | 0 | 0 | 0 | 0 | 0 | 0 | 0 | 0 | 0 | 0 | 0 | 0 | 0 | 0 | 0 | 0 | 0 | 0 | 0 | 0 | 0 | 0 | 0 | 0 | 0 | 0 | 0 | 0 | 0 | 0 | 0
Gen_BB010 | MW | SEPD | Steady Progression | Boat of Garten | 0 | 0 | 0 | 0 | 0 | 0 | 0 | 0 | 0 | 0 | 0 | 0 | 0 | 0 | 0 | 0 | 0 | 0 | 0 | 0 | 0 | 0 | 0 | 0 | 0 | 0 | 0 | 0 | 0 | 0 | 0 | 0
Gen_BB011 | MW | SEPD | Steady Progression | Boat of Garten | 0 | 0 | 0 | 0 | 0 | 0 | 0 | 0 | 0 | 0 | 0 | 0 | 0 | 0 | 0 | 0 | 0 | 0 | 0 | 0 | 0 | 0 | 0 | 0 | 0 | 0 | 0 | 0 | 0 | 0 | 0 | 0
Gen_BB012 | MW | SEPD | Steady Progression | Boat of Garten | 0.07844 | 0.080662 | 0.35426 | 0.35727 | 0.36004 | 0.36231 | 0.36431 | 0.36723 | 0.37097 | 0.37566 | 0.38122 | 0.3876 | 0.39368 | 0.39952 | 0.40516 | 0.41063 | 0.41595 | 0.42108 | 0.42614 | 0.43107 | 0.43593 | 0.44075 | 0.44469 | 0.4485 | 0.45217 | 0.45573 | 0.45917 | 0.4618 | 0.46438 | 0.4669 | 0.46937 | 0.47179
Gen_BB013 | MW | SEPD | Steady Progression | Boat of Garten | 1.4518 | 1.4674 | 1.4898 | 1.5093 | 1.5294 | 1.5507 | 1.5723 | 1.5945 | 1.6186 | 1.652 | 1.6915 | 1.7367 | 1.7841 | 1.8297 | 1.8776 | 1.9208 | 1.9636 | 2.0057 | 2.0477 | 2.0899 | 2.1318 | 2.1748 | 2.2156 | 2.2551 | 2.2956 | 2.3346 | 2.3746 | 2.4109 | 2.4475 | 2.4846 | 2.5222 | 2.5602
Gen_BB014 | MW | SEPD | Steady Progression | Boat of Garten | 0 | 0 | 0 | 0 | 0 | 0 | 0 | 0 | 0 | 0 | 0 | 0 | 0 | 0 | 0 | 0 | 0 | 0 | 0 | 0 | 0 | 0 | 0 | 0 | 0 | 0 | 0 | 0 | 0 | 0 | 0 | 0
Gen_BB015 | MW | SEPD | Steady Progression | Boat of Garten | 0 | 0 | 0 | 0 | 0 | 0 | 0 | 0 | 0 | 1.6013 | 1.7983 | 2.4835 | 2.8563 | 3.0474 | 4.1671 | 5.8295 | 6.0145 | 6.1974 | 6.3782 | 6.5568 | 6.733 | 6.9071 | 7.079 | 7.2486 | 7.416 | 7.5811 | 7.7439 | 7.9076 | 8.0721 | 8.2374 | 8.4034 | 8.5703
Gen_BB016 | MW | SEPD | Steady Progression | Boat of Garten | 0.82001 | 0.82001 | 0.82173 | 0.82369 | 0.82581 | 0.82816 | 0.83129 | 0.83577 | 0.8434 | 0.85609 | 0.8749 | 0.89715 | 0.92122 | 0.945 | 0.96835 | 0.99134 | 1.014 | 1.0363 | 1.0571 | 1.0765 | 1.0946 | 1.1116 | 1.1273 | 1.1421 | 1.1558 | 1.1686 | 1.1806 | 1.1919 | 1.2021 | 1.2113 | 1.2196 | 1.227
Gen_BB017 | MW | SEPD | Steady Progression | Boat of Garten | 0 | 0 | 0 | 0 | 0 | 0 | 0 | 0 | 0 | 0 | 0 | 0 | 0 | 0 | 0 | 0 | 0 | 0 | 0 | 0 | 0 | 0 | 0 | 0 | 0 | 0 | 0 | 0 | 0 | 0 | 0 | 0
Gen_BB018 | MW | SEPD | Steady Progression | Boat of Garten | 5.2749 | 5.2749 | 5.2749 | 5.2749 | 5.2749 | 5.2749 | 5.2749 | 5.2749 | 5.2749 | 5.2749 | 5.2749 | 5.2749 | 5.2749 | 5.2749 | 5.2749 | 5.2749 | 5.2749 | 5.2749 | 5.2749 | 5.2749 | 5.2749 | 5.2749 | 5.2749 | 5.2749 | 5.2749 | 5.2749 | 5.2749 | 5.2749 | 5.2749 | 5.2749 | 5.2749 | 5.2749
Hydrogen electrolysis | MW | SEPD | Steady Progression | Boat of Garten | 0 | 0 | 0 | 0 | 0 | 0 | 0 | 0 | 0 | 0 | 0 | 0 | 0 | 0 | 0 | 0 | 0 | 0 | 0 | 0 | 0 | 0 | 0 | 0 | 0 | 0 | 0 | 0 | 0 | 0 | 0 | 0
Lct_BB001 | Number | SEPD | Steady Progression | Boat of Garten | 38.8358 | 49.2111 | 70.5713 | 116.3766 | 169.334 | 240.0949 | 331.333 | 432.645 | 555.9872 | 706.2241 | 888.1344 | 1221.6729 | 1602.5393 | 1984.0716 | 2366.3464 | 2749.5526 | 3133.5412 | 3672.1951 | 4312.5444 | 4991.122 | 5690.4752 | 6462.5357 | 7218.0026 | 7929.4051 | 8580.3623 | 9170.26 | 9542.4883 | 9743.781 | 9946.48 | 10142.9823 | 10344.4777 | 10539.2209
Lct_BB003 | Number | SEPD | Steady Progression | Boat of Garten | 5.7697 | 6.6546 | 7.8137 | 9.354 | 11.112 | 13.2129 | 15.7384 | 18.4106 | 21.7236 | 25.7011 | 30.5899 | 36.5094 | 43.7756 | 52.8665 | 64.0144 | 77.4698 | 93.8425 | 113.1568 | 135.6704 | 160.991 | 188.4351 | 219.4658 | 251.582 | 283.6094 | 313.7612 | 341.4485 | 365.2592 | 385.1372 | 401.84 | 415.2483 | 426.1367 | 435.3251
Lct_BB005 | Number | SEPD | Steady Progression | Boat of Garten | 191.6072 | 204.2204 | 210.0241 | 217.41 | 228.5173 | 239.6966 | 251.3829 | 264.7872 | 269.4171 | 277.5837 | 292.7005 | 302.7802 | 385.677 | 468.1931 | 551.0365 | 633.1576 | 715.1854 | 831.0776 | 946.5648 | 1061.6373 | 1176.1636 | 1290.4126 | 1525.8873 | 1761.2566 | 1997.1763 | 2233.1253 | 2469.9833 | 2666.3113 | 2863.594 | 3061.8013 | 3261.3042 | 3462.369
Lct_BB006 | Number | SEPD | Steady Progression | Boat of Garten | 0 | 0 | 0 | 0 | 0 | 0 | 0 | 0 | 0 | 0 | 0 | 0 | 0 | 0 | 0 | 0 | 0 | 0 | 0 | 0 | 0 | 0 | 0 | 0 | 0 | 0 | 0 | 0 | 0 | 0 | 0 | 0
Lct_BB007 | Number | SEPD | Steady Progression | Boat of Garten | 0.58508 | 0.62661 | 0.61582 | 0.65714 | 0.69497 | 0.7308 | 0.76834 | 0.81551 | 0.82533 | 0.8371 | 0.86182 | 0.87562 | 1.0453 | 1.2149 | 1.3845 | 1.5542 | 1.7238 | 1.9655 | 2.206 | 2.4453 | 2.6835 | 2.9204 | 3.416 | 3.9116 | 4.4073 | 4.9029 | 5.3985 | 5.8064 | 6.2143 | 6.6222 | 7.0301 | 7.438
Lct_BB008 | Number | SEPD | Steady Progression | Boat of Garten | 0 | 0 | 0.00121 | 0.00241 | 0.0036 | 0.00477 | 0.00593 | 0.01438 | 0.02271 | 0.03092 | 0.03901 | 0.04698 | 0.06853 | 0.0899 | 0.1111 | 0.13212 | 0.15296 | 0.16313 | 0.17316 | 0.18306 | 0.19283 | 0.20247 | 0.22705 | 0.25122 | 0.27498 | 0.29833 | 0.32126 | 0.36591 | 0.41056 | 0.45521 | 0.49986 | 0.54451
Lct_BB010b | MW | SEPD | Steady Progression | Boat of Garten | 0.161 | 0.22048 | 0.28307 | 0.45156 | 0.64154 | 0.92963 | 1.2656 | 1.6961 | 2.1335 | 2.6605 | 3.4422 | 4.7928 | 6.2813 | 7.5417 | 8.7547 | 10.0336 | 11.363 | 13.6025 | 16.0346 | 19.8819 | 24.7964 | 29.9367 | 33.8997 | 36.6119 | 38.1803 | 39.1199 | 39.2774 | 39.4412 | 39.6568 | 39.7828 | 40.011 | 40.1482
Lct_BB011b | MW | SEPD | Steady Progression | Boat of Garten | 0.032 | 0.0346 | 0.04664 | 0.06304 | 0.07954 | 0.09944 | 0.1227 | 0.14614 | 0.17303 | 0.20337 | 0.23859 | 0.27896 | 0.33642 | 0.40301 | 0.47983 | 0.5663 | 0.66335 | 0.77381 | 0.89299 | 1.0183 | 1.1469 | 1.2687 | 1.3848 | 1.4917 | 1.5857 | 1.6658 | 1.7322 | 1.7486 | 1.7646 | 1.7806 | 1.7969 | 1.8125
Lct_BB012b | MW | SEPD | Steady Progression | Boat of Garten | 2.9925 | 3.0045 | 3.0166 | 3.0465 | 3.0769 | 3.1153 | 3.1614 | 3.21 | 3.2666 | 3.3327 | 3.4092 | 3.4981 | 3.6302 | 3.7836 | 3.9595 | 4.1582 | 4.3803 | 4.6358 | 4.9114 | 5.2018 | 5.5015 | 5.7809 | 6.0473 | 6.294 | 6.513 | 6.7006 | 6.8894 | 6.9181 | 6.9376 | 6.9501 | 6.9592 | 6.9592
Lct_BB013b | MW | SEPD | Steady Progression | Boat of Garten | 0 | 0.0002 | 0.00049 | 0.00089 | 0.00104 | 0.00124 | 0.00135 | 0.00245 | 0.00373 | 0.00521 | 0.00692 | 0.00889 | 0.0126 | 0.01693 | 0.02194 | 0.02764 | 0.03407 | 0.04148 | 0.04956 | 0.05815 | 0.0671 | 0.0757 | 0.08403 | 0.09188 | 0.09901 | 0.10531 | 0.11019 | 0.11237 | 0.11427 | 0.11591 | 0.11735 | 0.11743
Lct_BB014 | Number | SEPD | Steady Progression | Boat of Garten | 7.3482 | 7.4046 | 8.5434 | 9.8245 | 11.3618 | 13.1157 | 15.1272 | 13.5828 | 15.4775 | 17.692 | 20.1863 | 23.0278 | 38.8807 | 44.7042 | 51.5049 | 59.2784 | 68.251 | 74.8397 | 82.2368 | 90.5235 | 99.7908 | 110.2472 | 158.9556 | 176.1388 | 195.2205 | 216.8147 | 241.0796 | 277.2757 | 318.9184 | 366.7499 | 421.7102 | 484.8876
Other generation | MW | SEPD | Steady Progression | Boat of Garten | 0.09 | 0.09 | 0.09 | 0.09 | 0.09 | 0.09 | 0.09 | 0.09 | 0.09 | 0.09 | 0.09 | 0.09 | 0.09 | 0.09 | 0.09 | 0.09 | 0.09 | 0.09 | 0.09 | 0.09 | 0.09 | 0.09 | 0.09 | 0.09 | 0.09 | 0.09 | 0.09 | 0.09 | 0.09 | 0.09 | 0.09 | 0.09
Srg_BB001 | MW | SEPD | Steady Progression | Boat of Garten | 0 | 0.1438 | 0.15818 | 0.17256 | 0.18694 | 0.20132 | 0.2157 | 0.61766 | 0.80392 | 0.99211 | 1.1808 | 1.372 | 2.3342 | 3.2998 | 4.2688 | 5.2422 | 6.2243 | 7.1634 | 8.1031 | 9.043 | 9.9829 | 10.9235 | 12.0177 | 13.1125 | 14.2076 | 15.3035 | 16.3978 | 16.6001 | 16.8024 | 17.0044 | 17.2063 | 17.4083
Srg_BB002 | MW | SEPD | Steady Progression | Boat of Garten | 0 | 0 | 0.0014446 | 0.0029261 | 0.004434 | 0.005968 | 0.0075245 | 0.022457 | 0.03023 | 0.038339 | 0.046894 | 0.056001 | 0.057672 | 0.05928 | 0.060838 | 0.062356 | 0.063844 | 0.065298 | 0.066708 | 0.068107 | 0.069472 | 0.070824 | 0.099765 | 0.12938 | 0.15985 | 0.19114 | 0.22323 | 0.22666 | 0.22929 | 0.23186 | 0.23438 | 0.23686
Data centres (MW) | MW | SEPD | Steady Progression | Braco West | 0 | 0 | 0 | 0 | 0 | 0 | 0 | 0 | 0 | 0 | 0 | 0 | 0 | 0 | 0 | 0 | 0 | 0 | 0 | 0 | 0 | 0 | 0 | 0 | 0 | 0 | 0 | 0 | 0 | 0 | 0 | 0
Dem_BB001a | Number of homes (cumulative) | SEPD | Steady Progression | Braco West | 0 | 137.3684 | 294.949 | 403.2004 | 527.4754 | 621.122 | 716.8254 | 816.4629 | 913.0065 | 1006.5191 | 1105.0301 | 1197.6763 | 1264.6763 | 1323.6763 | 1379.6763 | 1437.6763 | 1492.6763 | 1538.5268 | 1585.5488 | 1627.3305 | 1664.9452 | 1698.3688 | 1715.1584 | 1729.807 | 1743.3293 | 1754.7442 | 1763.0842 | 1769.3615 | 1774.5863 | 1778.7496 | 1781.858 | 1782.9095
Dem_BB002b | Floorspace (m2) (cumulative) | SEPD | Steady Progression | Braco West | 0 | 13950 | 27245 | 29182.9286 | 37810.1429 | 50276.6429 | 64789.0952 | 77412.5 | 82461.8571 | 90000.5 | 95428.4286 | 100945.6429 | 113662.8571 | 125873.5714 | 136997.619 | 146507.5 | 155145.7143 | 158587.5 | 161740 | 164803.2143 | 167777.1429 | 170061.7857 | 171657.1429 | 172635.7143 | 173100 | 173100 | 173100 | 173100 | 173100 | 173100 | 173100 | 173100
Domestic direct electric heating | Number | SEPD | Steady Progression | Braco West | 3132.9595 | 3147.8609 | 3164.9263 | 3176.59 | 3190.0899 | 3200.1337 | 3210.5016 | 3221.1936 | 3231.5617 | 3241.7137 | 3252.2977 | 3235.0048 | 3222.0376 | 3209.3045 | 3197.1639 | 3185.9566 | 3175.7797 | 3170.1012 | 3161.309 | 3152.4943 | 3143.5387 | 3134.5551 | 3125.4681 | 3116.6987 | 3107.9054 | 3099.0871 | 3090.1306 | 3081.0372 | 3071.9211 | 3062.7819 | 3053.62 | 3044.3221
Gas: Hydrogen peaking | MW | SEPD | Steady Progression | Braco West | 0 | 0 | 0 | 0 | 0 | 0 | 0 | 0 | 0 | 0 | 0 | 0 | 0 | 0 | 0 | 0 | 0 | 0 | 0 | 0 | 0 | 0 | 0 | 0 | 0 | 0 | 0 | 0 | 0 | 0 | 0 | 0
Gen_BB001 | MW | SEPD | Steady Progression | Braco West | 0.184 | 0.184 | 0.184 | 0.184 | 0.184 | 0.184 | 0.184 | 0.184 | 0.184 | 0.184 | 0.184 | 0.184 | 0.184 | 0.184 | 0.184 | 0.184 | 0.184 | 0.184 | 0.184 | 0.184 | 0.184 | 0.184 | 0.184 | 0.184 | 0.184 | 0.184 | 0.184 | 0.184 | 0.184 | 0.184 | 0.184 | 0.184
Gen_BB004 | MW | SEPD | Steady Progression | Braco West | 0 | 0 | 0 | 0 | 0 | 0 | 0 | 0 | 0 | 0 | 0 | 0 | 0 | 0 | 0 | 0 | 0 | 0 | 0 | 0 | 0 | 0 | 0 | 0 | 0 | 0 | 0 | 0 | 0 | 0 | 0 | 0
Gen_BB005 | MW | SEPD | Steady Progression | Braco West | 0 | 0 | 0 | 0 | 0 | 0 | 0 | 0 | 0 | 0 | 0 | 0 | 0 | 0 | 0 | 0 | 0 | 0 | 0 | 0 | 0 | 0 | 0 | 0 | 0 | 0 | 0 | 0 | 0 | 0 | 0 | 0
Gen_BB006 | MW | SEPD | Steady Progression | Braco West | 0 | 0 | 0 | 0 | 0 | 0 | 0 | 0 | 0 | 0 | 0 | 0 | 0 | 0 | 0 | 0 | 0 | 0 | 0 | 0 | 0 | 0 | 0 | 0 | 0 | 0 | 0 | 0 | 0 | 0 | 0 | 0
Gen_BB008 | MW | SEPD | Steady Progression | Braco West | 0 | 0 | 0 | 0 | 0 | 0 | 0 | 0 | 0 | 0 | 0 | 0 | 0 | 0 | 0 | 0 | 0 | 0 | 0 | 0 | 0 | 0 | 0 | 0 | 0 | 0 | 0 | 0 | 0 | 0 | 0 | 0
Gen_BB010 | MW | SEPD | Steady Progression | Braco West | 0 | 0 | 0 | 0 | 0 | 0 | 0 | 0 | 0 | 0 | 0 | 0 | 0 | 0 | 0 | 0 | 0 | 0 | 0 | 0 | 0 | 0 | 0 | 0 | 0 | 0 | 0 | 0 | 0 | 0 | 0 | 0
Gen_BB011 | MW | SEPD | Steady Progression | Braco West | 0 | 0 | 0 | 0 | 0 | 0 | 0 | 0 | 0 | 0 | 0 | 0 | 0 | 0 | 0 | 0 | 0 | 0 | 0 | 0 | 0 | 0 | 0 | 0 | 0 | 0 | 0 | 0 | 0 | 0 | 0 | 0
Gen_BB012 | MW | SEPD | Steady Progression | Braco West | 0.82253 | 0.82894 | 1.0314 | 1.0403 | 1.0485 | 1.0553 | 1.0613 | 1.4914 | 2.0684 | 2.9316 | 4.0848 | 5.6666 | 7.6666 | 10.0772 | 12.4197 | 15.5386 | 17.3266 | 17.9199 | 18.9539 | 19.5465 | 20.8295 | 22.1125 | 23.2627 | 24.289 | 25.1908 | 25.7207 | 26.1607 | 26.5894 | 27.0213 | 27.4582 | 28.1017 | 28.5386
Gen_BB013 | MW | SEPD | Steady Progression | Braco West | 4.1748 | 4.2236 | 4.2979 | 4.3601 | 4.4243 | 4.4784 | 4.5313 | 4.6011 | 4.6857 | 4.7692 | 4.8673 | 4.9775 | 5.0837 | 5.1908 | 5.3001 | 5.4133 | 5.5295 | 5.6436 | 5.7567 | 5.8699 | 5.9835 | 6.0976 | 6.2004 | 6.3046 | 6.4088 | 6.5129 | 6.6164 | 6.7069 | 6.7974 | 6.8878 | 6.9783 | 7.0681
Gen_BB014 | MW | SEPD | Steady Progression | Braco West | 0 | 0 | 0 | 0 | 0 | 0 | 0 | 0 | 0 | 0 | 0 | 0 | 0 | 0 | 0 | 0 | 0 | 0 | 0 | 0 | 0 | 0 | 0 | 0 | 0 | 0 | 0 | 0 | 0 | 0 | 0 | 0
Gen_BB015 | MW | SEPD | Steady Progression | Braco West | 76.5 | 76.5 | 76.5 | 76.5 | 76.5 | 76.5 | 76.5 | 76.5 | 76.5 | 79.0152 | 79.3245 | 80.4009 | 80.9863 | 81.2865 | 83.0453 | 85.6562 | 85.9468 | 104.7342 | 105.0182 | 105.2986 | 105.5755 | 105.8489 | 106.1188 | 106.3853 | 106.6482 | 106.9075 | 107.1633 | 107.4203 | 107.6786 | 107.9383 | 108.1991 | 108.4613
Gen_BB016 | MW | SEPD | Steady Progression | Braco West | 0.55703 | 0.55703 | 0.55973 | 0.56281 | 0.56614 | 0.56983 | 0.57475 | 0.58179 | 0.59376 | 0.6137 | 0.64324 | 0.67819 | 0.716 | 0.75336 | 0.79003 | 0.82614 | 0.86177 | 0.89672 | 0.92943 | 0.95987 | 0.98839 | 1.015 | 1.0397 | 1.0629 | 1.0845 | 1.1045 | 1.1234 | 1.1412 | 1.1572 | 1.1716 | 1.1846 | 1.1963
Gen_BB017 | MW | SEPD | Steady Progression | Braco West | 0 | 0 | 0 | 0 | 0 | 0 | 0 | 0 | 0 | 0 | 0 | 0 | 0 | 0 | 0 | 0 | 0 | 0 | 0 | 0 | 0 | 0 | 0 | 0 | 0 | 0 | 0 | 0 | 0 | 0 | 0 | 0
Gen_BB018 | MW | SEPD | Steady Progression | Braco West | 5.957 | 5.957 | 5.957 | 5.957 | 5.965 | 5.9976 | 5.9996 | 6.0091 | 6.0184 | 6.0201 | 6.0292 | 6.0307 | 6.0396 | 6.0486 | 6.0497 | 6.0586 | 6.0598 | 6.0684 | 6.0695 | 6.078 | 6.0789 | 6.0797 | 6.0882 | 6.089 | 6.0975 | 6.0981 | 6.0988 | 6.1071 | 6.1077 | 6.1159 | 6.1164 | 6.117
Hydrogen electrolysis | MW | SEPD | Steady Progression | Braco West | 0 | 0 | 0 | 0 | 0 | 0 | 0 | 0 | 0 | 0 | 0 | 0 | 0 | 0 | 0 | 0 | 0 | 0 | 0 | 0 | 0 | 0 | 0 | 0 | 0 | 0 | 0 | 0 | 0 | 0 | 0 | 0
Lct_BB001 | Number | SEPD | Steady Progression | Braco West | 117.9647 | 149.4781 | 212.3878 | 350.0412 | 510.8717 | 727.4184 | 1009.576 | 1325.4203 | 1713.7042 | 2190.0036 | 2771.5015 | 3568.3249 | 4447.4628 | 5326.465 | 6205.3834 | 7084.5425 | 7963.5225 | 9256.5453 | 10894.2186 | 12633.3649 | 14429.9317 | 16418.5732 | 18367.8048 | 20206.6936 | 21891.9432 | 23420.2513 | 24567.1525 | 25049.5162 | 25531.3412 | 25992.4674 | 26462.712 | 26905.0286
Lct_BB003 | Number | SEPD | Steady Progression | Braco West | 0 | 0 | 0 | 0 | 0 | 0 | 0 | 0 | 0 | 0 | 0 | 0 | 0 | 0 | 0 | 0 | 0 | 0 | 0 | 0 | 0 | 0 | 0 | 0 | 0 | 0 | 0 | 0 | 0 | 0 | 0 | 0
Lct_BB005 | Number | SEPD | Steady Progression | Braco West | 242.3973 | 268.9951 | 280.2016 | 295.0737 | 319.3127 | 341.891 | 365.7552 | 394.817 | 404.5306 | 415.5787 | 433.9888 | 446.5984 | 543.5486 | 640.5483 | 738.2518 | 836.6649 | 935.6532 | 1073.6038 | 1211.1048 | 1348.0765 | 1484.7615 | 1621.1217 | 1898.1823 | 2175.8618 | 2454.0741 | 2732.8833 | 3012.534 | 3245.1458 | 3478.9678 | 3710.1046 | 3939.9551 | 4171.4677
Lct_BB006 | Number | SEPD | Steady Progression | Braco West | 0 | 0 | 0.8166 | 1.6254 | 2.4266 | 3.2193 | 4.0045 | 9.7594 | 15.4303 | 25.9619 | 36.3416 | 46.5629 | 74.2122 | 101.6363 | 128.8322 | 155.7984 | 182.536 | 195.5787 | 208.4524 | 221.1555 | 233.693 | 246.0618 | 277.6008 | 308.611 | 339.0924 | 369.0448 | 398.4688 | 455.7473 | 513.0258 | 570.3043 | 627.5828 | 684.8613
Lct_BB007 | Number | SEPD | Steady Progression | Braco West | 36.4147 | 38.9996 | 38.3282 | 40.9 | 43.2543 | 45.4846 | 47.821 | 50.757 | 51.3681 | 52.1009 | 53.6391 | 54.4977 | 65.0558 | 75.6139 | 86.1719 | 96.73 | 107.288 | 122.3309 | 137.2998 | 152.1946 | 167.0155 | 181.7624 | 212.6085 | 243.4547 | 274.3009 | 305.1471 | 335.9933 | 361.3802 | 386.7672 | 412.1542 | 437.5412 | 462.9281
Lct_BB008 | Number | SEPD | Steady Progression | Braco West | 0 | 0 | 0.07537 | 0.14993 | 0.22379 | 0.29684 | 0.36915 | 0.89514 | 1.4136 | 1.9245 | 2.4279 | 2.9237 | 4.265 | 5.5953 | 6.9145 | 8.2227 | 9.5199 | 10.1525 | 10.7771 | 11.3934 | 12.0015 | 12.6015 | 14.1314 | 15.6357 | 17.1144 | 18.5675 | 19.9949 | 22.7736 | 25.5523 | 28.331 | 31.1097 | 33.8884
Lct_BB010b | MW | SEPD | Steady Progression | Braco West | 1.213 | 1.4781 | 1.7009 | 2.2054 | 2.8271 | 3.6339 | 4.652 | 5.7453 | 7.1358 | 8.7993 | 10.8101 | 13.4625 | 16.1392 | 18.6906 | 21.3581 | 23.9915 | 26.8243 | 31.832 | 38.297 | 48.1547 | 58.8759 | 68.8211 | 75.4631 | 80.1084 | 82.7442 | 84.4923 | 84.9925 | 85.4167 | 85.9739 | 86.3533 | 86.6683 | 86.9931
Lct_BB011b | MW | SEPD | Steady Progression | Braco West | 0.036 | 0.0453 | 0.07849 | 0.12536 | 0.17273 | 0.22975 | 0.29676 | 0.36436 | 0.44146 | 0.52988 | 0.63122 | 0.74768 | 0.91226 | 1.1033 | 1.3223 | 1.5709 | 1.8503 | 2.1705 | 2.5174 | 2.8846 | 3.2645 | 3.6328 | 3.9889 | 4.3226 | 4.6235 | 4.8859 | 5.1106 | 5.2052 | 5.298 | 5.3907 | 5.4846 | 5.5751
Lct_BB012b | MW | SEPD | Steady Progression | Braco West | 0.986 | 0.9878 | 0.98939 | 1.0011 | 1.0129 | 1.0284 | 1.0462 | 1.0709 | 1.1008 | 1.1364 | 1.1789 | 1.2292 | 1.3105 | 1.4057 | 1.5158 | 1.6417 | 1.7834 | 1.9475 | 2.1257 | 2.3157 | 2.5135 | 2.6984 | 2.8765 | 3.0432 | 3.194 | 3.3253 | 3.4518 | 3.4909 | 3.5238 | 3.5497 | 3.5687 | 3.5687
Lct_BB013b | MW | SEPD | Steady Progression | Braco West | 0 | 0.0019 | 0.00374 | 0.00681 | 0.00798 | 0.00951 | 0.01033 | 0.01875 | 0.02852 | 0.03986 | 0.05298 | 0.06806 | 0.09648 | 0.12964 | 0.16796 | 0.21158 | 0.26084 | 0.31757 | 0.37946 | 0.44526 | 0.51381 | 0.57965 | 0.64346 | 0.7036 | 0.75823 | 0.80646 | 0.84382 | 0.86048 | 0.87501 | 0.88757 | 0.89859 | 0.89923
Lct_BB014 | Number | SEPD | Steady Progression | Braco West | 29.5799 | 29.8069 | 34.3914 | 39.5483 | 45.7366 | 52.7969 | 60.8942 | 53.6513 | 61.1353 | 69.8821 | 79.7346 | 90.9584 | 158.2865 | 181.9945 | 209.6807 | 241.3269 | 277.8553 | 304.6783 | 334.7925 | 368.5282 | 406.2564 | 448.8252 | 640.1101 | 709.306 | 786.1475 | 873.1067 | 970.8208 | 1116.5818 | 1284.2757 | 1476.8917 | 1698.2156 | 1952.6292
Other generation | MW | SEPD | Steady Progression | Braco West | 0.05 | 0.05 | 0.05 | 0.05 | 0.05 | 0.05 | 0.05 | 0.05 | 0.05 | 0.05 | 0.05 | 0.05 | 0.05 | 0.05 | 0.05 | 0.05 | 0.05 | 0.05 | 0.05 | 0.05 | 0.05 | 0.05 | 0.05 | 0.05 | 0.05 | 0.05 | 0.05 | 0.05 | 0.05 | 0.05 | 0.05 | 0.05
Srg_BB001 | MW | SEPD | Steady Progression | Braco West | 0 | 0.21541 | 10.2752 | 10.3373 | 10.4 | 10.4614 | 10.5462 | 11.1948 | 11.3131 | 11.4319 | 11.5644 | 11.7552 | 11.9081 | 12.0643 | 12.2244 | 12.4009 | 12.671 | 12.8228 | 12.9828 | 13.1441 | 13.3019 | 13.4725 | 13.7173 | 13.9722 | 14.2312 | 14.5027 | 14.7472 | 14.769 | 14.7904 | 14.8075 | 14.822 | 14.8386
Srg_BB002 | MW | SEPD | Steady Progression | Braco West | 0 | 0 | 0.0041928 | 0.008513 | 0.01293 | 0.017439 | 0.022029 | 0.066264 | 0.089426 | 0.11359 | 0.1391 | 0.16625 | 0.17124 | 0.17603 | 0.18068 | 0.18522 | 0.18966 | 0.194 | 0.19822 | 0.20239 | 0.20647 | 0.21051 | 0.29703 | 0.38558 | 0.47668 | 0.57025 | 0.66622 | 0.67649 | 0.68435 | 0.69205 | 0.69959 | 0.707
Data centres (MW) | MW | SEPD | Steady Progression | Bridge of Dun | 0 | 0 | 0 | 0 | 0 | 0 | 0 | 0 | 0 | 0 | 0 | 0 | 0 | 0 | 0 | 0 | 0 | 0 | 0 | 0 | 0 | 0 | 0 | 0 | 0 | 0 | 0 | 0 | 0 | 0 | 0 | 0
Dem_BB001a | Number of homes (cumulative) | SEPD | Steady Progression | Bridge of Dun | 0 | 41.9469 | 132.092 | 234.9297 | 352.7894 | 469.6133 | 576.7089 | 683.8224 | 788.8224 | 871.8224 | 936.8782 | 1000.8782 | 1046.8782 | 1081.8782 | 1109.8782 | 1137.8782 | 1158.8782 | 1173.2888 | 1187.8302 | 1197.1883 | 1201.4191 | 1204.5182 | 1205.1277 | 1205.6285 | 1206.0317 | 1206.352 | 1206.6144 | 1206.8286 | 1207.0021 | 1207.1282 | 1207.2119 | 1207.2516
Dem_BB002b | Floorspace (m2) (cumulative) | SEPD | Steady Progression | Bridge of Dun | 0 | 0 | 17733.3333 | 33693.3333 | 99601 | 163012.0833 | 215104.9167 | 249837.138 | 276808.6208 | 294617.1152 | 312425.621 | 337434.1383 | 354575.8625 | 365634.17 | 372020.7275 | 375068.035 | 376501.081 | 377101.1155 | 377701.1385 | 378301.15 | 378301.15 | 378301.15 | 378301.15 | 378301.15 | 378301.15 | 378301.15 | 378301.15 | 378301.15 | 378301.15 | 378301.15 | 378301.15 | 378301.15
Domestic direct electric heating | Number | SEPD | Steady Progression | Bridge of Dun | 2356.4876 | 2361.0181 | 2370.7416 | 2381.8661 | 2394.6105 | 2407.2468 | 2418.803 | 2430.3591 | 2441.6993 | 2450.6633 | 2457.6833 | 2448.9481 | 2440.3426 | 2431.2426 | 2422.128 | 2413.4645 | 2405.8742 | 2400.7413 | 2393.6344 | 2386.3731 | 2378.6073 | 2371.3762 | 2365.0443 | 2359.006 | 2353.1457 | 2347.4609 | 2342.0652 | 2336.729 | 2331.452 | 2326.2336 | 2321.0735 | 2315.9717
Gas: Hydrogen peaking | MW | SEPD | Steady Progression | Bridge of Dun | 0 | 0 | 0 | 0 | 0 | 0 | 0 | 0 | 0 | 0 | 0 | 0 | 0 | 0 | 0 | 0 | 0 | 0 | 0 | 0 | 0 | 0 | 0 | 0 | 0 | 0 | 0 | 0 | 0 | 0 | 0 | 0
Gen_BB001 | MW | SEPD | Steady Progression | Bridge of Dun | 0.07 | 0.07 | 0.07 | 0.07 | 0.07 | 0.07 | 0.07 | 0.07 | 0.07 | 0.07 | 0.07 | 0.07 | 0.07 | 0.07 | 0.07 | 0.07 | 0.07 | 0.07 | 0.07 | 0.07 | 0.07 | 0.07 | 0.07 | 0.07 | 0.07 | 0.07 | 0.07 | 0.07 | 0.07 | 0.07 | 0.07 | 0.07
Gen_BB004 | MW | SEPD | Steady Progression | Bridge of Dun | 0.05 | 0.05 | 0.05 | 0.05 | 0.05 | 0.05 | 0.05 | 0.05 | 0.05 | 0.05 | 0.05 | 0.05 | 0.05 | 0.05 | 0.05 | 0.05 | 0.05 | 0.05 | 0.05 | 0.05 | 0.05 | 0.05 | 0.05 | 0.05 | 0.05 | 0.05 | 0.05 | 0.05 | 0.05 | 0.05 | 0.05 | 0.05
Gen_BB005 | MW | SEPD | Steady Progression | Bridge of Dun | 0 | 0 | 0 | 0 | 0 | 0 | 0 | 0 | 0 | 0 | 0 | 0 | 0 | 0 | 0 | 0 | 0 | 0 | 0 | 0 | 0 | 0 | 0 | 0 | 0 | 0 | 0 | 0 | 0 | 0 | 0 | 0
Gen_BB006 | MW | SEPD | Steady Progression | Bridge of Dun | 0 | 0 | 0 | 0 | 0 | 0 | 0 | 0 | 0 | 0 | 0 | 0 | 0 | 0 | 0 | 0 | 0 | 0 | 0 | 0 | 0 | 0 | 0 | 0 | 0 | 0 | 0 | 0 | 0 | 0 | 0 | 0
Gen_BB008 | MW | SEPD | Steady Progression | Bridge of Dun | 0 | 0 | 0 | 0 | 0 | 0 | 0 | 0 | 0 | 0 | 0 | 0 | 0 | 0 | 0 | 0 | 0 | 0 | 0 | 0 | 0 | 0 | 0 | 0 | 0 | 0 | 0 | 0 | 0 | 0 | 0 | 0
Gen_BB010 | MW | SEPD | Steady Progression | Bridge of Dun | 0.02 | 0.02 | 0.02 | 0.02 | 0.02 | 0.02 | 0.02 | 0.02 | 0.02 | 0.02 | 0.02 | 0.02 | 0.02 | 0.02 | 0.02 | 0.02 | 0.02 | 0.02 | 0.02 | 0.02 | 0.02 | 0.02 | 0.02 | 0.02 | 0.02 | 0.02 | 0.02 | 0.02 | 0.02 | 0.02 | 0.02 | 0.02
Gen_BB011 | MW | SEPD | Steady Progression | Bridge of Dun | 0 | 0 | 0 | 0 | 0 | 0 | 0 | 0 | 0 | 0 | 0 | 0 | 0 | 0 | 0 | 0 | 0 | 0 | 0 | 0 | 0 | 0 | 0 | 0 | 0 | 0 | 0 | 0 | 0 | 0 | 0 | 0
Gen_BB012 | MW | SEPD | Steady Progression | Bridge of Dun | 1.0131 | 1.015 | 1.0182 | 1.0208 | 1.0232 | 1.0252 | 1.0269 | 1.1029 | 1.2048 | 1.357 | 1.5603 | 1.8386 | 2.1897 | 2.6125 | 3.0233 | 3.5694 | 3.8835 | 3.9893 | 4.172 | 4.2776 | 4.5037 | 4.7297 | 4.9322 | 5.113 | 5.2721 | 5.3663 | 5.4448 | 5.521 | 5.5976 | 5.6751 | 5.7886 | 5.8661
Gen_BB013 | MW | SEPD | Steady Progression | Bridge of Dun | 1.2585 | 1.2696 | 1.2915 | 1.3157 | 1.344 | 1.3733 | 1.4023 | 1.4356 | 1.4727 | 1.5185 | 1.5657 | 1.6187 | 1.6696 | 1.7197 | 1.7702 | 1.8229 | 1.876 | 1.9276 | 1.9786 | 2.029 | 2.0776 | 2.1289 | 2.1797 | 2.2321 | 2.2855 | 2.3401 | 2.3965 | 2.4484 | 2.501 | 2.5544 | 2.6084 | 2.6632
Gen_BB014 | MW | SEPD | Steady Progression | Bridge of Dun | 0 | 0 | 0 | 0 | 0 | 0 | 0 | 0 | 0 | 0 | 0 | 0 | 0 | 0 | 0 | 0 | 0 | 0 | 0 | 0 | 0 | 0 | 0 | 0 | 0 | 0 | 0 | 0 | 0 | 0 | 0 | 0
Gen_BB015 | MW | SEPD | Steady Progression | Bridge of Dun | 0 | 0 | 0 | 0 | 0 | 0 | 0 | 0 | 0 | 0.39587 | 0.44456 | 0.61397 | 0.70611 | 0.75335 | 1.0302 | 1.4411 | 1.4869 | 1.5321 | 1.5768 | 1.6209 | 1.6645 | 1.7075 | 1.75 | 1.792 | 1.8333 | 1.8742 | 1.9144 | 1.9549 | 1.9955 | 2.0364 | 2.0774 | 2.1187
Gen_BB016 | MW | SEPD | Steady Progression | Bridge of Dun | 6.687 | 6.687 | 6.6875 | 6.6879 | 6.6885 | 6.689 | 6.6898 | 6.6909 | 6.6928 | 6.6959 | 6.7006 | 6.7061 | 6.712 | 6.7179 | 6.7237 | 6.7294 | 6.735 | 6.7405 | 6.7456 | 6.7504 | 6.7549 | 6.7591 | 6.763 | 6.7666 | 6.77 | 6.7732 | 6.7762 | 6.779 | 6.7815 | 6.7838 | 6.7858 | 6.7876
Gen_BB017 | MW | SEPD | Steady Progression | Bridge of Dun | 0 | 0 | 0 | 0 | 0 | 0 | 0 | 0 | 0 | 0 | 0 | 0 | 0 | 0 | 0 | 0 | 0 | 0 | 0 | 0 | 0 | 0 | 0 | 0 | 0 | 0 | 0 | 0 | 0 | 0 | 0 | 0
Gen_BB018 | MW | SEPD | Steady Progression | Bridge of Dun | 0.346 | 0.346 | 0.346 | 0.346 | 0.34651 | 0.3486 | 0.34873 | 0.34934 | 0.34994 | 0.35004 | 0.35063 | 0.35073 | 0.3513 | 0.35187 | 0.35195 | 0.35252 | 0.35259 | 0.35314 | 0.35321 | 0.35376 | 0.35382 | 0.35387 | 0.35442 | 0.35447 | 0.35501 | 0.35505 | 0.35509 | 0.35563 | 0.35566 | 0.35619 | 0.35622 | 0.35626
Hydrogen electrolysis | MW | SEPD | Steady Progression | Bridge of Dun | 0 | 0 | 0 | 0 | 0 | 0 | 0 | 0 | 0 | 0 | 0 | 0 | 0 | 0 | 0 | 0 | 0 | 0 | 0 | 0 | 0 | 0 | 0 | 0 | 0 | 0 | 0 | 0 | 0 | 0 | 0 | 0
Lct_BB001 | Number | SEPD | Steady Progression | Bridge of Dun | 43.4823 | 55.2597 | 84.3401 | 142.834 | 211.6513 | 303.5444 | 423.0497 | 558.396 | 725.1294 | 929.9289 | 1180.6327 | 1634.5917 | 2274.6638 | 2918.5193 | 3566.4996 | 4219.189 | 4876.7456 | 5694.8603 | 6710.1202 | 7795.1489 | 8925.2643 | 10179.4949 | 11423.9138 | 12617.0899 | 13733.0269 | 14769.5336 | 15713.9908 | 16135.481 | 16564.7855 | 16989.3119 | 17426.063 | 17847.9066
Lct_BB003 | Number | SEPD | Steady Progression | Bridge of Dun | 6.2805 | 7.1654 | 10.8274 | 14.8222 | 19.4357 | 24.9276 | 31.5303 | 39.6232 | 49.6208 | 61.728 | 76.571 | 95.0266 | 118.5223 | 147.2917 | 182.9809 | 226.6117 | 280.2954 | 344.4493 | 420.1859 | 506.5732 | 601.6372 | 710.2021 | 824.3292 | 940.06 | 1051.2183 | 1155.456 | 1247.5862 | 1326.9279 | 1395.6833 | 1453.1052 | 1501.633 | 1543.9408
Lct_BB005 | Number | SEPD | Steady Progression | Bridge of Dun | 63.3501 | 74.323 | 79.9076 | 88.9931 | 102.9126 | 116.3693 | 130.0225 | 145.7399 | 153.1492 | 160.1664 | 169.573 | 176.6363 | 222.9638 | 268.9951 | 315.2123 | 361.8301 | 408.531 | 473.0572 | 537.3119 | 601.3077 | 664.7183 | 728.4234 | 858.3623 | 988.7572 | 1119.6328 | 1250.9987 | 1383.2105 | 1493.7779 | 1605.0736 | 1717.0393 | 1829.9704 | 1943.8924
Lct_BB006 | Number | SEPD | Steady Progression | Bridge of Dun | 0 | 0 | 1.1536 | 2.297 | 3.4287 | 4.5487 | 5.6572 | 13.7396 | 21.7067 | 30.3051 | 38.7749 | 47.1211 | 69.6949 | 92.0845 | 114.2882 | 136.3062 | 158.1375 | 168.7859 | 179.2955 | 189.6668 | 199.9025 | 210.0013 | 235.7503 | 261.068 | 285.9532 | 310.4101 | 334.4325 | 381.1987 | 427.9649 | 474.7311 | 521.4973 | 568.2635
Lct_BB007 | Number | SEPD | Steady Progression | Bridge of Dun | 43.9622 | 47.0828 | 46.2723 | 49.3772 | 52.2194 | 54.9119 | 57.7324 | 61.2769 | 62.0147 | 62.8993 | 64.7564 | 65.793 | 78.5393 | 91.2856 | 104.032 | 116.7783 | 129.5246 | 147.6854 | 165.7568 | 183.7388 | 201.6315 | 219.4349 | 256.6743 | 293.9138 | 331.1532 | 368.3927 | 405.6321 | 436.2809 | 466.9296 | 497.5784 | 528.2271 | 558.8758
Lct_BB008 | Number | SEPD | Steady Progression | Bridge of Dun | 0 | 0 | 0.09096 | 0.18102 | 0.27013 | 0.35835 | 0.44567 | 1.0806 | 1.7066 | 2.3234 | 2.931 | 3.5296 | 5.1489 | 6.7549 | 8.3475 | 9.9268 | 11.4928 | 12.2567 | 13.0106 | 13.7547 | 14.4889 | 15.2132 | 17.0603 | 18.8764 | 20.6616 | 22.4158 | 24.1391 | 27.4937 | 30.8483 | 34.2029 | 37.5575 | 40.9121
Lct_BB010b | MW | SEPD | Steady Progression | Bridge of Dun | 0.224 | 0.28627 | 0.37875 | 0.55013 | 0.75356 | 1.0516 | 1.4564 | 1.8719 | 2.3777 | 2.954 | 3.6818 | 5.2737 | 6.8673 | 8.4671 | 9.9239 | 11.5326 | 13.1587 | 15.6209 | 18.3882 | 22.843 | 27.3365 | 32.1351 | 36.1058 | 38.8584 | 41.1066 | 43.2233 | 43.6604 | 44.1392 | 44.4808 | 45.0254 | 45.3404 | 45.7226
Lct_BB011b | MW | SEPD | Steady Progression | Bridge of Dun | 0.039 | 0.0496 | 0.06749 | 0.09983 | 0.13302 | 0.17271 | 0.21966 | 0.26697 | 0.32092 | 0.38309 | 0.4546 | 0.53715 | 0.65043 | 0.78234 | 0.93452 | 1.1075 | 1.3035 | 1.5287 | 1.7756 | 2.0395 | 2.3157 | 2.5906 | 2.8617 | 3.121 | 3.3617 | 3.5782 | 3.7703 | 3.8846 | 3.9967 | 4.1086 | 4.2222 | 4.3314
Lct_BB012b | MW | SEPD | Steady Progression | Bridge of Dun | 0.714 | 0.7194 | 0.72517 | 0.74486 | 0.76509 | 0.7917 | 0.82255 | 0.85807 | 0.89987 | 0.949 | 1.0064 | 1.0735 | 1.1782 | 1.2998 | 1.4396 | 1.5977 | 1.7744 | 1.978 | 2.1978 | 2.4293 | 2.6687 | 2.8903 | 3.1015 | 3.2971 | 3.4707 | 3.6195 | 3.7647 | 3.7967 | 3.8218 | 3.8404 | 3.854 | 3.854
Lct_BB013b | MW | SEPD | Steady Progression | Bridge of Dun | 0 | 0.0007 | 0.00142 | 0.00259 | 0.00303 | 0.00361 | 0.00392 | 0.00712 | 0.01084 | 0.01515 | 0.02013 | 0.02586 | 0.03666 | 0.04926 | 0.06383 | 0.0804 | 0.09912 | 0.12067 | 0.14418 | 0.16918 | 0.19523 | 0.22025 | 0.2445 | 0.26735 | 0.28811 | 0.30644 | 0.32063 | 0.32697 | 0.33249 | 0.33726 | 0.34145 | 0.34169
Lct_BB014 | Number | SEPD | Steady Progression | Bridge of Dun | 18.8678 | 19.0126 | 21.9369 | 25.2263 | 29.1735 | 33.677 | 38.8419 | 51.7132 | 58.9269 | 67.3578 | 76.8543 | 87.6727 | 156.2523 | 179.6557 | 206.9861 | 238.2257 | 274.2846 | 300.7629 | 330.4901 | 363.7922 | 401.0356 | 443.0574 | 603.6888 | 668.9476 | 741.417 | 823.4283 | 915.5826 | 1053.0501 | 1211.2025 | 1392.8589 | 1601.5899 | 1841.5277
Other generation | MW | SEPD | Steady Progression | Bridge of Dun | 0 | 0 | 0 | 0 | 0 | 0 | 0 | 0 | 0 | 0 | 0 | 0 | 0 | 0 | 0 | 0 | 0 | 0 | 0 | 0 | 0 | 0 | 0 | 0 | 0 | 0 | 0 | 0 | 0 | 0 | 0 | 0
Srg_BB001 | MW | SEPD | Steady Progression | Bridge of Dun | 0 | 0.33573 | 0.36931 | 0.40288 | 0.43645 | 0.47002 | 0.52592 | 1.1703 | 1.238 | 1.3052 | 1.3771 | 1.4685 | 1.6917 | 1.9222 | 2.1603 | 2.4102 | 2.6971 | 2.7807 | 2.8664 | 2.9526 | 3.0377 | 3.1265 | 3.4531 | 3.7826 | 4.1131 | 4.4472 | 4.7737 | 4.7797 | 4.7857 | 4.7904 | 4.7944 | 4.799
Srg_BB002 | MW | SEPD | Steady Progression | Bridge of Dun | 0 | 0 | 0.0012546 | 0.0025424 | 0.0038545 | 0.0051901 | 0.0065462 | 0.019569 | 0.026356 | 0.033477 | 0.041038 | 0.049146 | 0.050644 | 0.052095 | 0.05351 | 0.054896 | 0.056262 | 0.057605 | 0.058913 | 0.060216 | 0.061494 | 0.062766 | 0.090088 | 0.11815 | 0.14711 | 0.17694 | 0.20764 | 0.21092 | 0.21345 | 0.21593 | 0.21836 | 0.22075
Data centres (MW) | MW | SEPD | Steady Progression | Broadford | 0 | 0 | 0 | 0 | 0 | 0 | 0 | 0 | 0 | 0 | 0 | 0 | 0 | 0 | 0 | 0 | 0 | 0 | 0 | 0 | 0 | 0 | 0 | 0 | 0 | 0 | 0 | 0 | 0 | 0 | 0 | 0
Dem_BB001a | Number of homes (cumulative) | SEPD | Steady Progression | Broadford | 0 | 5 | 25 | 42 | 56 | 63 | 70 | 76 | 82 | 88 | 97 | 106 | 115 | 123 | 129 | 132 | 135 | 138.5018 | 142.0502 | 145.5333 | 147.9712 | 150.3928 | 151.6266 | 152.8186 | 152.9733 | 153.0961 | 153.1968 | 153.2789 | 153.3455 | 153.3938 | 153.426 | 153.4412
Dem_BB002b | Floorspace (m2) (cumulative) | SEPD | Steady Progression | Broadford | 0 | 0 | 3395 | 3540.5 | 3686 | 3831.5 | 9425.9 | 14937.375 | 15946.275 | 16955.175 | 17964.075 | 18972.975 | 19981.875 | 20845.275 | 21708.675 | 22118 | 22118 | 22118 | 22118 | 22118 | 22118 | 22118 | 22118 | 22118 | 22118 | 22118 | 22118 | 22118 | 22118 | 22118 | 22118 | 22118
Domestic direct electric heating | Number | SEPD | Steady Progression | Broadford | 1652.6177 | 1653.1553 | 1655.3167 | 1657.1528 | 1658.6648 | 1659.4208 | 1660.1767 | 1660.8247 | 1661.4727 | 1662.1207 | 1663.0927 | 1656.3428 | 1652.818 | 1649.3081 | 1645.937 | 1642.7027 | 1637.8768 | 1635.7388 | 1632.482 | 1629.5938 | 1626.7233 | 1624.1016 | 1621.74 | 1619.6206 | 1617.4031 | 1615.2031 | 1613.0211 | 1610.8577 | 1608.7132 | 1606.5877 | 1604.4816 | 1602.3952
Gas: Hydrogen peaking | MW | SEPD | Steady Progression | Broadford | 0 | 0 | 0 | 0 | 0 | 0 | 0 | 0 | 0 | 0 | 0 | 0 | 0 | 0 | 0 | 0 | 0 | 0 | 0 | 0 | 0 | 0 | 0 | 0 | 0 | 0 | 0 | 0 | 0 | 0 | 0 | 0
Gen_BB001 | MW | SEPD | Steady Progression | Broadford | 0 | 0 | 0 | 0 | 0 | 0 | 0 | 0 | 0 | 0 | 0 | 0 | 0 | 0 | 0 | 0 | 0 | 0 | 0 | 0 | 0 | 0 | 0 | 0 | 0 | 0 | 0 | 0 | 0 | 0 | 0 | 0
Gen_BB004 | MW | SEPD | Steady Progression | Broadford | 0 | 0 | 0 | 0 | 0 | 0 | 0 | 0 | 0 | 0 | 0 | 0 | 0 | 0 | 0 | 0 | 0 | 0 | 0 | 0 | 0 | 0 | 0 | 0 | 0 | 0 | 0 | 0 | 0 | 0 | 0 | 0
Gen_BB005 | MW | SEPD | Steady Progression | Broadford | 0 | 0 | 0 | 0 | 0 | 0 | 0 | 0 | 0 | 0 | 0 | 0 | 0 | 0 | 0 | 0 | 0 | 0 | 0 | 0 | 0 | 0 | 0 | 0 | 0 | 0 | 0 | 0 | 0 | 0 | 0 | 0
Gen_BB006 | MW | SEPD | Steady Progression | Broadford | 0 | 0 | 0 | 0 | 0 | 0 | 0 | 0 | 0 | 0 | 0 | 0 | 0 | 0 | 0 | 0 | 0 | 0 | 0 | 0 | 0 | 0 | 0 | 0 | 0 | 0 | 0 | 0 | 0 | 0 | 0 | 0
Gen_BB008 | MW | SEPD | Steady Progression | Broadford | 0 | 0 | 0 | 0 | 0 | 0 | 0 | 0 | 0 | 0 | 0 | 0 | 0 | 0 | 0 | 0 | 0 | 0 | 0 | 0 | 0 | 0 | 0 | 0 | 0 | 0 | 0 | 0 | 0 | 0 | 0 | 0
Gen_BB010 | MW | SEPD | Steady Progression | Broadford | 0 | 0 | 0 | 0 | 0 | 0 | 0 | 0 | 0 | 0 | 0 | 0 | 0 | 0 | 0 | 0 | 0 | 0 | 0 | 0 | 0 | 0 | 0 | 0 | 0 | 0 | 0 | 0 | 0 | 0 | 0 | 0
Gen_BB011 | MW | SEPD | Steady Progression | Broadford | 0 | 0 | 0 | 0 | 0 | 0 | 0 | 0 | 0 | 0 | 0 | 0 | 0 | 0 | 0 | 0 | 0 | 0 | 0 | 0 | 0 | 0 | 0 | 0 | 0 | 0 | 0 | 0 | 0 | 0 | 0 | 0
Gen_BB012 | MW | SEPD | Steady Progression | Broadford | 0 | 0.00088543 | 0.0023077 | 0.0034844 | 0.0045547 | 0.0054273 | 0.0061929 | 0.0072977 | 0.0087002 | 0.01062 | 0.012948 | 0.015684 | 0.018352 | 0.020968 | 0.023545 | 0.026095 | 0.028612 | 0.031078 | 0.033549 | 0.035983 | 0.038415 | 0.040856 | 0.04288 | 0.044851 | 0.046773 | 0.048651 | 0.050485 | 0.051897 | 0.053285 | 0.054651 | 0.055997 | 0.057322
Gen_BB013 | MW | SEPD | Steady Progression | Broadford | 0.58043 | 0.58164 | 0.58513 | 0.58848 | 0.59161 | 0.59366 | 0.59579 | 0.59804 | 0.6006 | 0.61608 | 0.6353 | 0.65749 | 0.67938 | 0.70112 | 0.72317 | 0.74562 | 0.76851 | 0.79301 | 0.81592 | 0.84016 | 0.86464 | 0.89036 | 0.91474 | 0.94028 | 0.96541 | 0.99068 | 1.0161 | 1.0388 | 1.0618 | 1.0849 | 1.1083 | 1.1318
Gen_BB014 | MW | SEPD | Steady Progression | Broadford | 0 | 0 | 0 | 0 | 0 | 0 | 0 | 0 | 0 | 0 | 0 | 0 | 0 | 0 | 0 | 0 | 0 | 0 | 0 | 0 | 0 | 0 | 0 | 0 | 0 | 0 | 0 | 0 | 0 | 0 | 0 | 0
Gen_BB015 | MW | SEPD | Steady Progression | Broadford | 0 | 0 | 0 | 0 | 0 | 0 | 0 | 0 | 0 | 1.3203 | 1.4827 | 2.0477 | 2.355 | 2.5126 | 3.4358 | 4.8064 | 4.959 | 5.1098 | 5.2589 | 5.4061 | 5.5514 | 5.6949 | 5.8366 | 5.9765 | 6.1145 | 6.2507 | 6.3849 | 6.5199 | 6.6554 | 6.7917 | 6.9287 | 7.0663
Gen_BB016 | MW | SEPD | Steady Progression | Broadford | 0.14017 | 0.14017 | 0.14159 | 0.14321 | 0.14495 | 0.14689 | 0.14948 | 0.15317 | 0.15946 | 0.16992 | 0.18543 | 0.20377 | 0.22362 | 0.24323 | 0.26248 | 0.28144 | 0.30014 | 0.31849 | 0.33566 | 0.35164 | 0.36661 | 0.38055 | 0.39355 | 0.40572 | 0.41704 | 0.42758 | 0.43746 | 0.44682 | 0.45521 | 0.46281 | 0.46961 | 0.47576
Gen_BB017 | MW | SEPD | Steady Progression | Broadford | 0 | 0 | 0 | 0 | 0 | 0 | 0 | 0 | 0 | 0 | 0 | 0 | 0 | 0 | 0 | 0 | 0 | 0 | 0 | 0 | 0 | 0 | 0 | 0 | 0 | 0 | 0 | 0 | 0 | 0 | 0 | 0
Gen_BB018 | MW | SEPD | Steady Progression | Broadford | 3.04 | 4.039 | 4.039 | 4.089 | 4.0956 | 4.1225 | 4.1241 | 4.132 | 4.1397 | 4.141 | 4.1486 | 4.1498 | 4.1572 | 4.1646 | 4.1655 | 4.1729 | 4.1738 | 4.1809 | 4.1818 | 4.1889 | 4.1896 | 4.1903 | 4.1973 | 4.198 | 4.2049 | 4.2055 | 4.206 | 4.2129 | 4.2134 | 4.2202 | 4.2206 | 4.2211
Hydrogen electrolysis | MW | SEPD | Steady Progression | Broadford | 0 | 0 | 0 | 0 | 0 | 0 | 0 | 0 | 0 | 0 | 0 | 0 | 0 | 0 | 0 | 0 | 0 | 0 | 0 | 0 | 0 | 0 | 0 | 0 | 0 | 0 | 0 | 0 | 0 | 0 | 0 | 0
Lct_BB001 | Number | SEPD | Steady Progression | Broadford | 21.3517 | 26.9666 | 38.2286 | 62.4683 | 90.4813 | 127.8399 | 175.9453 | 229.0953 | 293.6787 | 372.1645 | 466.9118 | 662.3887 | 877.5739 | 1092.7884 | 1307.9378 | 1523.1974 | 1738.3476 | 2041.9474 | 2395.9141 | 2769.8426 | 3153.915 | 3577.3518 | 3989.4572 | 4374.8805 | 4724.6876 | 5038.6105 | 5204.5538 | 5302.2794 | 5400.0293 | 5493.4772 | 5589.1693 | 5681.3647
Lct_BB003 | Number | SEPD | Steady Progression | Broadford | 0 | 0 | 0 | 0 | 0 | 0 | 0 | 0 | 0 | 0 | 0 | 0 | 0 | 0 | 0 | 0 | 0 | 0 | 0 | 0 | 0 | 0 | 0 | 0 | 0 | 0 | 0 | 0 | 0 | 0 | 0 | 0
Lct_BB005 | Number | SEPD | Steady Progression | Broadford | 369.1204 | 373.1798 | 375.9917 | 378.1996 | 381.5576 | 385.1795 | 388.8455 | 393.5505 | 394.7485 | 398.4986 | 406.3686 | 410.9142 | 460.8731 | 510.8753 | 560.9955 | 611.1942 | 661.5642 | 733.4725 | 804.9626 | 876.4025 | 947.5476 | 1018.6084 | 1165.8209 | 1313.3454 | 1461.0176 | 1608.9132 | 1757.3629 | 1880.3968 | 2004.0035 | 2128.2875 | 2253.4269 | 2379.6053
Lct_BB006 | Number | SEPD | Steady Progression | Broadford | 0 | 0 | 0 | 0 | 0 | 0 | 0 | 0 | 0 | 0 | 0 | 0 | 0 | 0 | 0 | 0 | 0 | 0 | 0 | 0 | 0 | 0 | 0 | 0 | 0 | 0 | 0 | 0 | 0 | 0 | 0 | 0
Lct_BB007 | Number | SEPD | Steady Progression | Broadford | 0 | 0 | 0 | 0 | 0 | 0 | 0 | 0 | 0 | 0 | 0 | 0 | 0 | 0 | 0 | 0 | 0 | 0 | 0 | 0 | 0 | 0 | 0 | 0 | 0 | 0 | 0 | 0 | 0 | 0 | 0 | 0
Lct_BB008 | Number | SEPD | Steady Progression | Broadford | 0 | 0 | 0 | 0 | 0 | 0 | 0 | 0 | 0 | 0 | 0 | 0 | 0 | 0 | 0 | 0 | 0 | 0 | 0 | 0 | 0 | 0 | 0 | 0 | 0 | 0 | 0 | 0 | 0 | 0 | 0 | 0
Lct_BB010b | MW | SEPD | Steady Progression | Broadford | 0.077 | 0.09667 | 0.13206 | 0.23894 | 0.35707 | 0.51875 | 0.703 | 0.93479 | 1.2255 | 1.508 | 1.8824 | 2.7373 | 3.6252 | 4.4478 | 5.2918 | 6.0635 | 6.8314 | 8.0844 | 9.4707 | 11.049 | 13.4212 | 17.3118 | 20.8981 | 23.1386 | 24.3759 | 25.2024 | 25.3128 | 25.457 | 25.5368 | 25.6376 | 25.7272 | 25.87
Lct_BB011b | MW | SEPD | Steady Progression | Broadford | 0 | 0.0011 | 0.00883 | 0.01815 | 0.02751 | 0.03896 | 0.0524 | 0.06598 | 0.08144 | 0.09893 | 0.11942 | 0.14289 | 0.17663 | 0.21544 | 0.25968 | 0.30919 | 0.3646 | 0.42794 | 0.49577 | 0.56684 | 0.63978 | 0.70823 | 0.7727 | 0.8318 | 0.88327 | 0.926 | 0.96017 | 0.9649 | 0.96946 | 0.97402 | 0.97865 | 0.9831
Lct_BB012b | MW | SEPD | Steady Progression | Broadford | 0.38 | 0.38 | 0.38 | 0.38251 | 0.38548 | 0.38965 | 0.39471 | 0.39898 | 0.40413 | 0.41005 | 0.41679 | 0.42471 | 0.43832 | 0.45371 | 0.47068 | 0.48927 | 0.50927 | 0.53175 | 0.55499 | 0.57848 | 0.60163 | 0.62113 | 0.63815 | 0.65258 | 0.66386 | 0.67209 | 0.678 | 0.678 | 0.678 | 0.678 | 0.678 | 0.678
Lct_BB013b | MW | SEPD | Steady Progression | Broadford | 0 | 0.0004 | 0.00077 | 0.00139 | 0.00163 | 0.00194 | 0.00211 | 0.00384 | 0.00584 | 0.00817 | 0.01085 | 0.01394 | 0.01976 | 0.02655 | 0.03441 | 0.04334 | 0.05342 | 0.06503 | 0.07771 | 0.09118 | 0.10521 | 0.1187 | 0.13177 | 0.14409 | 0.15528 | 0.16516 | 0.17281 | 0.17622 | 0.1792 | 0.18177 | 0.18403 | 0.18417
Lct_BB014 | Number | SEPD | Steady Progression | Broadford | 3.7784 | 3.8074 | 4.3929 | 5.0517 | 5.8421 | 6.744 | 7.7782 | 5.8389 | 6.6534 | 7.6053 | 8.6775 | 9.899 | 11.8385 | 13.6117 | 15.6824 | 18.0492 | 20.7813 | 22.7874 | 25.0397 | 27.5628 | 30.3846 | 33.5684 | 45.6099 | 50.5403 | 56.0155 | 62.2116 | 69.174 | 79.56 | 91.5087 | 105.2332 | 121.0032 | 139.131
Other generation | MW | SEPD | Steady Progression | Broadford | 0 | 0 | 0 | 0 | 0 | 0 | 0 | 0 | 0 | 0 | 0 | 0 | 0 | 0 | 0 | 0 | 0 | 0 | 0 | 0 | 0 | 0 | 0 | 0 | 0 | 0 | 0 | 0 | 0 | 0 | 0 | 0
Srg_BB001 | MW | SEPD | Steady Progression | Broadford | 0 | 0.028173 | 0.030991 | 0.033808 | 0.036625 | 0.039443 | 0.04226 | 0.087337 | 0.090155 | 0.094564 | 0.099388 | 0.10631 | 0.12502 | 0.14436 | 0.16443 | 0.18583 | 0.21229 | 0.22162 | 0.23141 | 0.24137 | 0.25127 | 0.26183 | 0.29024 | 0.31915 | 0.34829 | 0.37808 | 0.4066 | 0.4077 | 0.40879 | 0.40968 | 0.41044 | 0.41132
Srg_BB002 | MW | SEPD | Steady Progression | Broadford | 0 | 0 | 0.00057244 | 0.0011568 | 0.0017491 | 0.0023494 | 0.0029567 | 0.0087563 | 0.011757 | 0.014922 | 0.018301 | 0.021949 | 0.022626 | 0.023286 | 0.023933 | 0.02457 | 0.025201 | 0.025823 | 0.026432 | 0.027041 | 0.02764 | 0.028239 | 0.041132 | 0.054409 | 0.068147 | 0.082335 | 0.096965 | 0.098536 | 0.099744 | 0.10093 | 0.1021 | 0.10325
Data centres (MW) | MW | SEPD | Steady Progression | Brora | 0 | 0 | 0 | 0 | 0 | 0 | 0 | 0 | 0 | 0 | 0 | 0 | 0 | 0 | 0 | 0 | 0 | 0 | 0 | 0 | 0 | 0 | 0 | 0 | 0 | 0 | 0 | 0 | 0 | 0 | 0 | 0
Dem_BB001a | Number of homes (cumulative) | SEPD | Steady Progression | Brora | 0 | 16 | 32 | 42 | 45 | 64 | 70 | 76 | 81 | 84 | 87 | 90 | 92 | 94 | 95 | 96 | 96 | 96.3946 | 96.8258 | 97.2057 | 97.55 | 97.8718 | 98.0503 | 98.1969 | 98.315 | 98.4088 | 98.4856 | 98.5483 | 98.5991 | 98.6361 | 98.6606 | 98.6722
Dem_BB002b | Floorspace (m2) (cumulative) | SEPD | Steady Progression | Brora | 0 | 0 | 5079.9 | 10497.61 | 16348.6533 | 22633.03 | 26936.54 | 31228 | 33189.66 | 35151.32 | 37112.98 | 39074.64 | 40602.9667 | 41480.25 | 41924.2 | 42136 | 42136 | 42136 | 42136 | 42136 | 42136 | 42136 | 42136 | 42136 | 42136 | 42136 | 42136 | 42136 | 42136 | 42136 | 42136 | 42136
Domestic direct electric heating | Number | SEPD | Steady Progression | Brora | 1400.3566 | 1402.0818 | 1403.8112 | 1404.8911 | 1405.215 | 1407.2671 | 1407.915 | 1408.563 | 1409.103 | 1409.427 | 1409.751 | 1397.7985 | 1391.302 | 1385.1945 | 1379.239 | 1373.6691 | 1367.696 | 1363.9453 | 1359.0234 | 1354.2447 | 1349.7239 | 1345.3434 | 1341.2346 | 1337.1426 | 1333.3046 | 1329.4903 | 1325.7003 | 1321.935 | 1318.1946 | 1314.4795 | 1310.7898 | 1307.1258
Gas: Hydrogen peaking | MW | SEPD | Steady Progression | Brora | 0 | 0 | 0 | 0 | 0 | 0 | 0 | 0 | 0 | 0 | 0 | 0 | 0 | 0 | 0 | 0 | 0 | 0 | 0 | 0 | 0 | 0 | 0 | 0 | 0 | 0 | 0 | 0 | 0 | 0 | 0 | 0
Gen_BB001 | MW | SEPD | Steady Progression | Brora | 0 | 0 | 0 | 0 | 0 | 0 | 0 | 0 | 0 | 0 | 0 | 0 | 0 | 0 | 0 | 0 | 0 | 0 | 0 | 0 | 0 | 0 | 0 | 0 | 0 | 0 | 0 | 0 | 0 | 0 | 0 | 0
Gen_BB004 | MW | SEPD | Steady Progression | Brora | 0 | 0 | 0 | 0 | 0 | 0 | 0 | 0 | 0 | 0 | 0 | 0 | 0 | 0 | 0 | 0 | 0 | 0 | 0 | 0 | 0 | 0 | 0 | 0 | 0 | 0 | 0 | 0 | 0 | 0 | 0 | 0
Gen_BB005 | MW | SEPD | Steady Progression | Brora | 0 | 0 | 0 | 0 | 0 | 0 | 0 | 0 | 0 | 0 | 0 | 0 | 0 | 0 | 0 | 0 | 0 | 0 | 0 | 0 | 0 | 0 | 0 | 0 | 0 | 0 | 0 | 0 | 0 | 0 | 0 | 0
Gen_BB006 | MW | SEPD | Steady Progression | Brora | 0 | 0 | 0 | 0 | 0 | 0 | 0 | 0 | 0 | 0 | 0 | 0 | 0 | 0 | 0 | 0 | 0 | 0 | 0 | 0 | 0 | 0 | 0 | 0 | 0 | 0 | 0 | 0 | 0 | 0 | 0 | 0
Gen_BB008 | MW | SEPD | Steady Progression | Brora | 0 | 0 | 0 | 0 | 0 | 0 | 0 | 0 | 0 | 0 | 0 | 0 | 0 | 0 | 0 | 0 | 0 | 0 | 0 | 0 | 0 | 0 | 0 | 0 | 0 | 0 | 0 | 0 | 0 | 0 | 0 | 0
Gen_BB010 | MW | SEPD | Steady Progression | Brora | 0 | 0 | 0 | 0 | 0 | 0 | 0 | 0 | 0 | 0 | 0 | 0 | 0 | 0 | 0 | 0 | 0 | 0 | 0 | 0 | 0 | 0 | 0 | 0 | 0 | 0 | 0 | 0 | 0 | 0 | 0 | 0
Gen_BB011 | MW | SEPD | Steady Progression | Brora | 0 | 0 | 0 | 0 | 0 | 0 | 0 | 0 | 0 | 0 | 0 | 0 | 0 | 0 | 0 | 0 | 0 | 0 | 0 | 0 | 0 | 0 | 0 | 0 | 0 | 0 | 0 | 0 | 0 | 0 | 0 | 0
Gen_BB012 | MW | SEPD | Steady Progression | Brora | 0.06 | 0.061063 | 0.062775 | 0.064194 | 0.065487 | 0.066544 | 0.067472 | 0.068813 | 0.070521 | 0.072743 | 0.075395 | 0.078464 | 0.081406 | 0.084247 | 0.087007 | 0.089704 | 0.092334 | 0.094883 | 0.097413 | 0.099882 | 0.10233 | 0.10476 | 0.10677 | 0.1087 | 0.11058 | 0.1124 | 0.11417 | 0.11553 | 0.11685 | 0.11816 | 0.11943 | 0.12069
Gen_BB013 | MW | SEPD | Steady Progression | Brora | 0.69665 | 0.69966 | 0.70364 | 0.70682 | 0.7089 | 0.7139 | 0.71644 | 0.71957 | 0.72303 | 0.73501 | 0.74933 | 0.76601 | 0.78202 | 0.79875 | 0.81574 | 0.83384 | 0.85152 | 0.87036 | 0.888 | 0.90604 | 0.92519 | 0.94499 | 0.9639 | 0.98282 | 1.003 | 1.0232 | 1.0436 | 1.0618 | 1.0802 | 1.0988 | 1.1175 | 1.1364
Gen_BB014 | MW | SEPD | Steady Progression | Brora | 0 | 0 | 0 | 0 | 0 | 0 | 0 | 0 | 0 | 0 | 0 | 0 | 0 | 0 | 0 | 0 | 0 | 0 | 0 | 0 | 0 | 0 | 0 | 0 | 0 | 0 | 0 | 0 | 0 | 0 | 0 | 0
Gen_BB015 | MW | SEPD | Steady Progression | Brora | 0 | 0 | 0 | 0 | 0 | 0 | 0 | 0 | 0 | 1.0574 | 1.1874 | 1.6399 | 1.8861 | 2.0122 | 2.7516 | 3.8493 | 3.9715 | 4.0923 | 4.2117 | 4.3296 | 4.4459 | 4.5609 | 4.6744 | 4.7864 | 4.8969 | 5.0059 | 5.1134 | 5.2215 | 5.3301 | 5.4393 | 5.5489 | 5.6591
Gen_BB016 | MW | SEPD | Steady Progression | Brora | 0.11226 | 0.11226 | 0.1134 | 0.11469 | 0.11609 | 0.11764 | 0.11971 | 0.12267 | 0.1277 | 0.13608 | 0.1485 | 0.16319 | 0.17909 | 0.1948 | 0.21021 | 0.22539 | 0.24037 | 0.25507 | 0.26882 | 0.28161 | 0.29361 | 0.30477 | 0.31518 | 0.32492 | 0.33399 | 0.34243 | 0.35034 | 0.35785 | 0.36456 | 0.37064 | 0.37609 | 0.38102
Gen_BB017 | MW | SEPD | Steady Progression | Brora | 0 | 0 | 0 | 0 | 0 | 0 | 0 | 0 | 0 | 0 | 0 | 0 | 0 | 0 | 0 | 0 | 0 | 0 | 0 | 0 | 0 | 0 | 0 | 0 | 0 | 0 | 0 | 0 | 0 | 0 | 0 | 0
Gen_BB018 | MW | SEPD | Steady Progression | Brora | 0.994 | 0.994 | 0.994 | 0.994 | 0.99458 | 0.99697 | 0.99712 | 0.99782 | 0.9985 | 0.99862 | 0.99929 | 0.9994 | 1.0001 | 1.0007 | 1.0008 | 1.0014 | 1.0015 | 1.0022 | 1.0022 | 1.0029 | 1.0029 | 1.003 | 1.0036 | 1.0037 | 1.0043 | 1.0043 | 1.0044 | 1.005 | 1.005 | 1.0056 | 1.0057 | 1.0057
Hydrogen electrolysis | MW | SEPD | Steady Progression | Brora | 0 | 0 | 0 | 0 | 0 | 0 | 0 | 0 | 0 | 0 | 0 | 0 | 0 | 0 | 0 | 0 | 0 | 0 | 0 | 0 | 0 | 0 | 0 | 0 | 0 | 0 | 0 | 0 | 0 | 0 | 0 | 0
Lct_BB001 | Number | SEPD | Steady Progression | Brora | 14.9731 | 18.917 | 26.8548 | 44.1168 | 64.0081 | 90.8131 | 125.4519 | 163.8988 | 210.985 | 268.3394 | 338.0172 | 505.0778 | 702.5612 | 900.1258 | 1097.5756 | 1295.024 | 1492.518 | 1752.8929 | 2059.107 | 2383.2489 | 2716.9836 | 3085.407 | 3445.0505 | 3782.5264 | 4089.9974 | 4367.0062 | 4537.9669 | 4624.6491 | 4711.3729 | 4794.2082 | 4879.0238 | 4959.9374
Lct_BB003 | Number | SEPD | Steady Progression | Brora | 0 | 0 | 0 | 0 | 0 | 0 | 0 | 0 | 0 | 0 | 0 | 0 | 0 | 0 | 0 | 0 | 0 | 0 | 0 | 0 | 0 | 0 | 0 | 0 | 0 | 0 | 0 | 0 | 0 | 0 | 0 | 0
Lct_BB005 | Number | SEPD | Steady Progression | Brora | 129.9341 | 134.1389 | 135.7068 | 137.8858 | 141.2396 | 145.2701 | 148.8395 | 153.3922 | 154.5044 | 157.7062 | 164.2412 | 167.9772 | 211.2008 | 254.595 | 298.125 | 341.8002 | 385.4721 | 447.8577 | 509.8456 | 571.6473 | 633.3686 | 694.8969 | 822.7086 | 950.5973 | 1078.8606 | 1207.3023 | 1336.225 | 1442.9746 | 1550.2561 | 1658.022 | 1766.4669 | 1875.7841
Lct_BB006 | Number | SEPD | Steady Progression | Brora | 0 | 0 | 0 | 0 | 0 | 0 | 0 | 0 | 0 | 0 | 0 | 0 | 0 | 0 | 0 | 0 | 0 | 0 | 0 | 0 | 0 | 0 | 0 | 0 | 0 | 0 | 0 | 0 | 0 | 0 | 0 | 0
Lct_BB007 | Number | SEPD | Steady Progression | Brora | 0 | 0 | 0 | 0 | 0 | 0 | 0 | 0 | 0 | 0 | 0 | 0 | 0 | 0 | 0 | 0 | 0 | 0 | 0 | 0 | 0 | 0 | 0 | 0 | 0 | 0 | 0 | 0 | 0 | 0 | 0 | 0
Lct_BB008 | Number | SEPD | Steady Progression | Brora | 0 | 0 | 0 | 0 | 0 | 0 | 0 | 0 | 0 | 0 | 0 | 0 | 0 | 0 | 0 | 0 | 0 | 0 | 0 | 0 | 0 | 0 | 0 | 0 | 0 | 0 | 0 | 0 | 0 | 0 | 0 | 0
Lct_BB010b | MW | SEPD | Steady Progression | Brora | 0.092 | 0.0962 | 0.1102 | 0.1718 | 0.2516 | 0.3678 | 0.4812 | 0.638 | 0.8242 | 1.0426 | 1.2544 | 2.0503 | 2.7404 | 3.4827 | 4.1373 | 4.8006 | 5.5064 | 6.5179 | 7.8098 | 8.9786 | 11.0099 | 13.2786 | 15.2278 | 16.9371 | 18.237 | 19.1794 | 19.2751 | 19.7175 | 20.0731 | 20.2355 | 20.3573 | 20.5603
Lct_BB011b | MW | SEPD | Steady Progression | Brora | 0 | 0.0013 | 0.00582 | 0.01241 | 0.01894 | 0.02645 | 0.03551 | 0.04462 | 0.0548 | 0.06655 | 0.07983 | 0.09524 | 0.11785 | 0.14383 | 0.1735 | 0.20704 | 0.24407 | 0.28629 | 0.33141 | 0.37859 | 0.4267 | 0.47126 | 0.51286 | 0.55024 | 0.58245 | 0.60908 | 0.62968 | 0.62981 | 0.62981 | 0.62981 | 0.62981 | 0.62981
Lct_BB012b | MW | SEPD | Steady Progression | Brora | 0.249 | 0.2493 | 0.24956 | 0.25165 | 0.25382 | 0.2568 | 0.26022 | 0.26475 | 0.27023 | 0.27673 | 0.28434 | 0.29334 | 0.30797 | 0.32508 | 0.3448 | 0.36725 | 0.3924 | 0.42151 | 0.45311 | 0.48662 | 0.52142 | 0.55375 | 0.58463 | 0.61344 | 0.63928 | 0.66163 | 0.68305 | 0.68947 | 0.69485 | 0.69911 | 0.70223 | 0.70223
Lct_BB013b | MW | SEPD | Steady Progression | Brora | 0 | 0.0002 | 0.00048 | 0.00088 | 0.00103 | 0.00123 | 0.00134 | 0.00242 | 0.00368 | 0.00514 | 0.00683 | 0.00878 | 0.01245 | 0.01673 | 0.02168 | 0.02731 | 0.03367 | 0.04099 | 0.04898 | 0.05747 | 0.06632 | 0.07482 | 0.08306 | 0.09082 | 0.09787 | 0.1041 | 0.10892 | 0.11107 | 0.11294 | 0.11456 | 0.11598 | 0.11606
Lct_BB014 | Number | SEPD | Steady Progression | Brora | 2.3855 | 2.4038 | 2.7735 | 3.1893 | 3.6884 | 4.2578 | 4.9108 | 4.6548 | 5.3041 | 6.063 | 6.9178 | 7.8916 | 13.8755 | 15.9537 | 18.3807 | 21.1549 | 24.357 | 26.7083 | 29.3481 | 32.3054 | 35.6127 | 39.3443 | 56.874 | 63.022 | 69.8494 | 77.5758 | 86.2577 | 99.2086 | 114.1083 | 131.2223 | 150.8869 | 173.4917
Other generation | MW | SEPD | Steady Progression | Brora | 0 | 0 | 0 | 0 | 0 | 0 | 0 | 0 | 0 | 0 | 0 | 0 | 0 | 0 | 0 | 0 | 0 | 0 | 0 | 0 | 0 | 0 | 0 | 0 | 0 | 0 | 0 | 0 | 0 | 0 | 0 | 0
Srg_BB001 | MW | SEPD | Steady Progression | Brora | 0 | 0.029347 | 0.032282 | 0.035217 | 0.038151 | 0.041086 | 0.044021 | 0.090976 | 0.093911 | 0.098121 | 0.10266 | 0.10889 | 0.12829 | 0.14837 | 0.16919 | 0.19124 | 0.21751 | 0.226 | 0.23485 | 0.24385 | 0.25279 | 0.26227 | 0.29138 | 0.32089 | 0.35059 | 0.38081 | 0.41001 | 0.41089 | 0.41176 | 0.41247 | 0.41308 | 0.41379
Srg_BB002 | MW | SEPD | Steady Progression | Brora | 0 | 0 | 0.00068835 | 0.0013917 | 0.0021053 | 0.0028291 | 0.0035618 | 0.010566 | 0.014195 | 0.017992 | 0.02201 | 0.026304 | 0.027094 | 0.027858 | 0.0286 | 0.029325 | 0.030037 | 0.030736 | 0.031415 | 0.03209 | 0.03275 | 0.033406 | 0.047468 | 0.061886 | 0.076741 | 0.092023 | 0.10772 | 0.1094 | 0.11069 | 0.11195 | 0.11319 | 0.11441
Data centres (MW) | MW | SEPD | Steady Progression | Burghmuir | 0 | 0 | 0 | 0 | 0 | 0 | 0 | 0 | 0 | 0 | 0 | 0 | 0 | 0 | 0 | 0 | 0 | 0 | 0 | 0 | 0 | 0 | 0 | 0 | 0 | 0 | 0 | 0 | 0 | 0 | 0 | 0
Dem_BB001a | Number of homes (cumulative) | SEPD | Steady Progression | Burghmuir | 0 | 244.5981 | 422.5493 | 630.9527 | 864.3952 | 1131.774 | 1381.6449 | 1657.4794 | 1916.1755 | 2186.0981 | 2464.7462 | 2758.9998 | 3041.0779 | 3322.2445 | 3576.4969 | 3831.2296 | 4066.2296 | 4282.4238 | 4671.8213 | 5068.9338 | 5474.8483 | 5891.4674 | 6062.3653 | 6219.1029 | 6361.6969 | 6493.1687 | 6613.5554 | 6723.8708 | 6825.1264 | 6901.3121 | 6952.4355 | 6977.494
Dem_BB002b | Floorspace (m2) (cumulative) | SEPD | Steady Progression | Burghmuir | 0 | 19435.2823 | 50383.5081 | 75280.1008 | 127106.4315 | 183170.8333 | 232707.0565 | 282173.2056 | 340798.6761 | 389948.4677 | 416461.3306 | 445053.9315 | 470346.5323 | 490597.957 | 516097.2984 | 536474.5565 | 551712.2312 | 557683.4677 | 561291.6331 | 564620.0605 | 567518.75 | 570137.7016 | 572476.9153 | 573786.3911 | 574316.129 | 574316.129 | 574316.129 | 574316.129 | 574316.129 | 574316.129 | 574316.129 | 574316.129
Domestic direct electric heating | Number | SEPD | Steady Progression | Burghmuir | 4364.7318 | 4391.196 | 4410.4163 | 4432.9885 | 4458.2607 | 4487.2052 | 4514.2056 | 4544.0141 | 4571.9865 | 4601.1469 | 4631.2793 | 4652.0818 | 4660.7581 | 4670.2826 | 4678.031 | 4685.9332 | 4694.1441 | 4706.5332 | 4735.5484 | 4766.0183 | 4797.8274 | 4831.0869 | 4837.9281 | 4843.6609 | 4848.0214 | 4851.4702 | 4853.8991 | 4855.3128 | 4855.8275 | 4853.6256 | 4848.7176 | 4840.9989
Gas: Hydrogen peaking | MW | SEPD | Steady Progression | Burghmuir | 0 | 0 | 0 | 0 | 0 | 0 | 0 | 0 | 0 | 0 | 0 | 0 | 0 | 0 | 0 | 0 | 0 | 0 | 0 | 0 | 0 | 0 | 0 | 0 | 0 | 0 | 0 | 0 | 0 | 0 | 0 | 0
Gen_BB001 | MW | SEPD | Steady Progression | Burghmuir | 0 | 0 | 0 | 0 | 0 | 0 | 0 | 0 | 0 | 0 | 0 | 0 | 0 | 0 | 0 | 0 | 0 | 0 | 0 | 0 | 0 | 0 | 0 | 0 | 0 | 0 | 0 | 0 | 0 | 0 | 0 | 0
Gen_BB004 | MW | SEPD | Steady Progression | Burghmuir | 0 | 0 | 0 | 0 | 0 | 0.18 | 0.18 | 0.18 | 0.18 | 0.18 | 0.18 | 0.18 | 0.18 | 0.18 | 0.18 | 0.18 | 0.18 | 0.18 | 0.18 | 0.18 | 0.18 | 0.18 | 0.18 | 0.18 | 0.18 | 0.18 | 0.18 | 0.18 | 0.18 | 0.18 | 0.18 | 0.18
Gen_BB005 | MW | SEPD | Steady Progression | Burghmuir | 0 | 0 | 0 | 0 | 0 | 0 | 0 | 0 | 0 | 0 | 0 | 0 | 0 | 0 | 0 | 0 | 0 | 0 | 0 | 0 | 0 | 0 | 0 | 0 | 0 | 0 | 0 | 0 | 0 | 0 | 0 | 0
Gen_BB006 | MW | SEPD | Steady Progression | Burghmuir | 0 | 0 | 0 | 0 | 0 | 0 | 0 | 0 | 0 | 0 | 0 | 0 | 0 | 0 | 0 | 0 | 0 | 0 | 0 | 0 | 0 | 0 | 0 | 0 | 0 | 0 | 0 | 0 | 0 | 0 | 0 | 0
Gen_BB008 | MW | SEPD | Steady Progression | Burghmuir | 0 | 0 | 0 | 0 | 0 | 0 | 0 | 0 | 0 | 0 | 0 | 0 | 0 | 0 | 0 | 0 | 0 | 0 | 0 | 0 | 0 | 0 | 0 | 0 | 0 | 0 | 0 | 0 | 0 | 0 | 0 | 0
Gen_BB010 | MW | SEPD | Steady Progression | Burghmuir | 0 | 0 | 0 | 0 | 0 | 0 | 0 | 0 | 0 | 0 | 0 | 0 | 0 | 0 | 0 | 0 | 0 | 0 | 0 | 0 | 0 | 0 | 0 | 0 | 0 | 0 | 0 | 0 | 0 | 0 | 0 | 0
Gen_BB011 | MW | SEPD | Steady Progression | Burghmuir | 0 | 0 | 0 | 0 | 0 | 0 | 0 | 0 | 0 | 0 | 0 | 0 | 0 | 0 | 0 | 0 | 0 | 0 | 0 | 0 | 0 | 0 | 0 | 0 | 0 | 0 | 0 | 0 | 0 | 0 | 0 | 0
Gen_BB012 | MW | SEPD | Steady Progression | Burghmuir | 0.27895 | 0.2815 | 1.814 | 1.823 | 1.8315 | 1.8386 | 1.8334 | 1.8826 | 1.9481 | 2.0437 | 2.1699 | 2.3402 | 2.5518 | 2.8043 | 3.05 | 3.3739 | 3.5637 | 3.6326 | 3.746 | 3.8146 | 3.9529 | 4.0911 | 4.2144 | 4.3251 | 4.423 | 4.4831 | 4.5337 | 4.5814 | 4.6296 | 4.6785 | 4.7482 | 4.797
Gen_BB013 | MW | SEPD | Steady Progression | Burghmuir | 1.6474 | 1.6961 | 1.7553 | 1.8173 | 1.8858 | 1.9611 | 2.0358 | 2.1299 | 2.2333 | 2.3501 | 2.4831 | 2.6342 | 2.7901 | 2.9549 | 3.1215 | 3.2954 | 3.4775 | 3.6569 | 3.918 | 4.1925 | 4.4813 | 4.785 | 4.9657 | 5.144 | 5.3184 | 5.4908 | 5.6604 | 5.8168 | 5.9704 | 6.1102 | 6.2352 | 6.344
Gen_BB014 | MW | SEPD | Steady Progression | Burghmuir | 0 | 0 | 0 | 0 | 0 | 0 | 0 | 0 | 0 | 0 | 0 | 0 | 0 | 0 | 0 | 0 | 0 | 0 | 0 | 0 | 0 | 0 | 0 | 0 | 0 | 0 | 0 | 0 | 0 | 0 | 0 | 0
Gen_BB015 | MW | SEPD | Steady Progression | Burghmuir | 0 | 0 | 0 | 0 | 0 | 0 | 0 | 0 | 0 | 0.58273 | 0.6544 | 0.90377 | 1.0394 | 1.1089 | 1.5164 | 2.1214 | 2.1887 | 2.2553 | 2.3211 | 2.386 | 2.4502 | 2.5135 | 2.5761 | 2.6378 | 2.6987 | 2.7588 | 2.818 | 2.8776 | 2.9374 | 2.9976 | 3.058 | 3.1188
Gen_BB016 | MW | SEPD | Steady Progression | Burghmuir | 0.061866 | 0.061866 | 0.062493 | 0.063206 | 0.063976 | 0.064832 | 0.065973 | 0.067604 | 0.070377 | 0.074997 | 0.08184 | 0.089937 | 0.098698 | 0.10735 | 0.11585 | 0.12421 | 0.13247 | 0.14057 | 0.14815 | 0.1552 | 0.16181 | 0.16796 | 0.17369 | 0.17907 | 0.18406 | 0.18872 | 0.19308 | 0.19721 | 0.20091 | 0.20426 | 0.20727 | 0.20998
Gen_BB017 | MW | SEPD | Steady Progression | Burghmuir | 0 | 0 | 0 | 0 | 0 | 0 | 0 | 0 | 0 | 0 | 0 | 0 | 0 | 0 | 0 | 0 | 0 | 0 | 0 | 0 | 0 | 0 | 0 | 0 | 0 | 0 | 0 | 0 | 0 | 0 | 0 | 0
Gen_BB018 | MW | SEPD | Steady Progression | Burghmuir | 1.3 | 1.3 | 1.3 | 1.3 | 1.3019 | 1.3098 | 1.3103 | 1.3126 | 1.3148 | 1.3152 | 1.3174 | 1.3178 | 1.32 | 1.3221 | 1.3224 | 1.3246 | 1.3248 | 1.3269 | 1.3272 | 1.3292 | 1.3295 | 1.3297 | 1.3317 | 1.3319 | 1.3339 | 1.3341 | 1.3343 | 1.3363 | 1.3364 | 1.3384 | 1.3385 | 1.3387
Hydrogen electrolysis | MW | SEPD | Steady Progression | Burghmuir | 0 | 0 | 0 | 0 | 0 | 0 | 0 | 0 | 0 | 0 | 0 | 0 | 0 | 0 | 0 | 0 | 0 | 0 | 0 | 0 | 0 | 0 | 0 | 0 | 0 | 0 | 0 | 0 | 0 | 0 | 0 | 0
Lct_BB001 | Number | SEPD | Steady Progression | Burghmuir | 68.197 | 86.8879 | 124.1878 | 206.8007 | 304.9173 | 438.7122 | 614.95 | 815.3768 | 1064.8639 | 1374.3447 | 1756.5424 | 2423.4214 | 3377.6465 | 4331.9109 | 5286.086 | 6240.291 | 7194.5801 | 8377.3574 | 9890.0032 | 11504.5848 | 13181.8836 | 15045.5285 | 16884.7196 | 18633.4917 | 20250.4754 | 21731.0707 | 23133.4154 | 23606.3575 | 24078.3604 | 24530.1873 | 24989.5909 | 25412.2436
Lct_BB003 | Number | SEPD | Steady Progression | Burghmuir | 0 | 0 | 0 | 0 | 0 | 0 | 0 | 0 | 0 | 0 | 0 | 0 | 0 | 0 | 0 | 0 | 0 | 0 | 0 | 0 | 0 | 0 | 0 | 0 | 0 | 0 | 0 | 0 | 0 | 0 | 0 | 0
Lct_BB005 | Number | SEPD | Steady Progression | Burghmuir | 150.8122 | 186.5588 | 199.6527 | 222.7581 | 259.1752 | 295.0479 | 331.8138 | 375.7182 | 395.0903 | 412.8808 | 437.0892 | 458.9967 | 543.0184 | 628.36 | 713.6313 | 800.0542 | 887.8704 | 1003.3625 | 1133.1255 | 1265.1765 | 1400.1643 | 1538.2026 | 1757.4181 | 1976.7252 | 2195.3665 | 2414.4437 | 2631.6943 | 2813.0665 | 2995.0129 | 3173.95 | 3349.3897 | 3522.7236
Lct_BB006 | Number | SEPD | Steady Progression | Burghmuir | 0 | 0 | 3.4833 | 6.9305 | 10.3421 | 13.7186 | 17.0595 | 41.383 | 65.3586 | 83.6929 | 101.7573 | 119.5495 | 167.6833 | 215.4204 | 262.7621 | 309.7069 | 356.2573 | 378.9624 | 401.3737 | 423.4915 | 445.3153 | 466.846 | 521.7483 | 575.7328 | 628.7959 | 680.9432 | 732.1673 | 831.8852 | 931.6031 | 1031.321 | 1131.0389 | 1230.7568
Lct_BB007 | Number | SEPD | Steady Progression | Burghmuir | 75.2125 | 80.5514 | 79.1649 | 84.4767 | 89.3393 | 93.9459 | 98.7714 | 104.8354 | 106.0977 | 107.6112 | 110.7884 | 112.5618 | 134.3689 | 156.176 | 177.983 | 199.7901 | 221.5972 | 252.6674 | 283.5848 | 314.3493 | 344.9609 | 375.4197 | 439.1306 | 502.8415 | 566.5524 | 630.2633 | 693.9742 | 746.4095 | 798.8447 | 851.2799 | 903.7151 | 956.1503
Lct_BB008 | Number | SEPD | Steady Progression | Burghmuir | 0 | 0 | 0.15564 | 0.30967 | 0.46217 | 0.61309 | 0.76238 | 1.8487 | 2.9195 | 3.9748 | 5.0145 | 6.0386 | 8.8089 | 11.5565 | 14.2813 | 16.9832 | 19.6624 | 20.9692 | 22.2591 | 23.5321 | 24.7882 | 26.0275 | 29.1874 | 32.2945 | 35.3486 | 38.3498 | 41.298 | 47.0373 | 52.7765 | 58.5158 | 64.255 | 69.9942
Lct_BB010b | MW | SEPD | Steady Progression | Burghmuir | 0.496 | 0.61476 | 0.75523 | 1.0574 | 1.4067 | 1.8608 | 2.4509 | 3.0795 | 3.8478 | 4.7523 | 5.8489 | 8.0687 | 10.4458 | 12.7019 | 15.0332 | 17.3431 | 19.7115 | 23.2692 | 27.2098 | 32.1651 | 38.6091 | 46.4489 | 53.2433 | 58.4513 | 61.9245 | 64.4769 | 65.3827 | 65.9721 | 66.5713 | 67.1033 | 67.6745 | 68.0959
Lct_BB011b | MW | SEPD | Steady Progression | Burghmuir | 0.13 | 0.1522 | 0.18099 | 0.23779 | 0.29457 | 0.36288 | 0.4434 | 0.52497 | 0.61758 | 0.72389 | 0.84578 | 0.98587 | 1.1847 | 1.4153 | 1.6798 | 1.9792 | 2.3152 | 2.6993 | 3.1158 | 3.5552 | 4.0086 | 4.4451 | 4.8654 | 5.2571 | 5.6076 | 5.9115 | 6.1689 | 6.2664 | 6.3607 | 6.4549 | 6.5503 | 6.6423
Lct_BB012b | MW | SEPD | Steady Progression | Burghmuir | 3.8437 | 3.8556 | 3.8675 | 3.9 | 3.9316 | 3.9715 | 4.0181 | 4.0809 | 4.1553 | 4.2433 | 4.3472 | 4.4691 | 4.6549 | 4.8735 | 5.1284 | 5.4204 | 5.7513 | 6.136 | 6.5571 | 7.0074 | 7.4791 | 7.9275 | 8.3632 | 8.7747 | 9.1491 | 9.4791 | 9.8106 | 9.8972 | 9.9664 | 10.0189 | 10.0572 | 10.0572
Lct_BB013b | MW | SEPD | Steady Progression | Burghmuir | 0 | 0.0149 | 0.02987 | 0.05435 | 0.06359 | 0.0758 | 0.08238 | 0.14942 | 0.22741 | 0.31795 | 0.4226 | 0.54294 | 0.7696 | 1.0341 | 1.3398 | 1.6878 | 2.0808 | 2.5333 | 3.027 | 3.552 | 4.0988 | 4.624 | 5.1331 | 5.6129 | 6.0487 | 6.4335 | 6.7314 | 6.8644 | 6.9802 | 7.0804 | 7.1683 | 7.1733
Lct_BB014 | Number | SEPD | Steady Progression | Burghmuir | 54.8484 | 55.2694 | 63.77 | 73.3323 | 84.807 | 97.8985 | 112.9128 | 141.6819 | 161.4456 | 184.5442 | 210.5626 | 240.2023 | 386.2586 | 444.1121 | 511.6734 | 588.8982 | 678.0365 | 743.4914 | 816.9775 | 899.301 | 991.3674 | 1095.246 | 1433.5845 | 1588.555 | 1760.6485 | 1955.4015 | 2174.2411 | 2500.6861 | 2876.2518 | 3307.6327 | 3803.3077 | 4373.0899
Other generation | MW | SEPD | Steady Progression | Burghmuir | 0 | 0 | 0 | 0 | 0 | 0 | 0 | 0 | 0 | 0 | 0 | 0 | 0 | 0 | 0 | 0 | 0 | 0 | 0 | 0 | 0 | 0 | 0 | 0 | 0 | 0 | 0 | 0 | 0 | 0 | 0 | 0
Srg_BB001 | MW | SEPD | Steady Progression | Burghmuir | 0 | 0.26589 | 0.29247 | 0.31906 | 0.34565 | 0.37224 | 0.39883 | 0.82425 | 0.85083 | 0.87813 | 0.9056 | 0.934 | 1.1075 | 1.2874 | 1.4736 | 1.6666 | 1.8679 | 1.91 | 1.9523 | 1.9947 | 2.0371 | 2.0798 | 2.33 | 2.5803 | 2.8308 | 3.0816 | 3.3318 | 3.3322 | 3.3327 | 3.3331 | 3.3334 | 3.3338
Srg_BB002 | MW | SEPD | Steady Progression | Burghmuir | 0 | 0 | 0.0016787 | 0.003421 | 0.0052141 | 0.0070546 | 0.0089368 | 0.027201 | 0.036846 | 0.047034 | 0.057939 | 0.069736 | 0.071932 | 0.074076 | 0.076181 | 0.078257 | 0.080315 | 0.08235 | 0.084342 | 0.086338 | 0.088306 | 0.090272 | 0.13268 | 0.17639 | 0.22165 | 0.26844 | 0.31673 | 0.32192 | 0.32591 | 0.32983 | 0.3337 | 0.3375
Data centres (MW) | MW | SEPD | Steady Progression | Carradale | 0 | 0 | 0 | 0 | 0 | 0 | 0 | 0 | 0 | 0 | 0 | 0 | 0 | 0 | 0 | 0 | 0 | 0 | 0 | 0 | 0 | 0 | 0 | 0 | 0 | 0 | 0 | 0 | 0 | 0 | 0 | 0
Dem_BB001a | Number of homes (cumulative) | SEPD | Steady Progression | Carradale | 0 | 82.7322 | 107.5222 | 178.2226 | 238.9294 | 281.6258 | 317.6258 | 349.6258 | 371.6258 | 389.6258 | 407.6258 | 425.6258 | 438.6258 | 446.6258 | 450.6258 | 454.6258 | 457.6258 | 460.4349 | 463.3189 | 464.0979 | 464.8039 | 465.4693 | 465.8384 | 466.1416 | 466.3857 | 466.5797 | 466.7386 | 466.8682 | 466.9733 | 467.0496 | 467.1003 | 467.1244
Dem_BB002b | Floorspace (m2) (cumulative) | SEPD | Steady Progression | Carradale | 0 | 0 | 0 | 0 | 0 | 0 | 0 | 0 | 0 | 0 | 0 | 0 | 0 | 0 | 0 | 0 | 0 | 0 | 0 | 0 | 0 | 0 | 0 | 0 | 0 | 0 | 0 | 0 | 0 | 0 | 0 | 0
Domestic direct electric heating | Number | SEPD | Steady Progression | Carradale | 3216.6363 | 3225.5993 | 3228.2987 | 3235.9669 | 3242.5549 | 3247.1988 | 3251.0868 | 3254.5427 | 3256.9186 | 3258.8625 | 3260.8065 | 3244.3505 | 3233.9911 | 3223.4665 | 3213.1416 | 3203.009 | 3192.2165 | 3185.2549 | 3176.6774 | 3168.0421 | 3159.4641 | 3151.4035 | 3143.9998 | 3136.6367 | 3129.4388 | 3122.4051 | 3115.4211 | 3108.487 | 3101.6029 | 3094.7688 | 3087.9848 | 3081.2511
Gas: Hydrogen peaking | MW | SEPD | Steady Progression | Carradale | 0 | 0 | 0 | 0 | 0 | 0 | 0 | 0 | 0 | 0 | 0 | 0 | 0 | 0 | 0 | 0 | 0 | 0 | 0 | 0 | 0 | 0 | 0 | 0 | 0 | 0 | 0 | 0 | 0 | 0 | 0 | 0
Gen_BB001 | MW | SEPD | Steady Progression | Carradale | 0 | 0 | 0 | 0 | 0 | 0 | 0 | 0 | 0 | 0 | 0 | 0 | 0 | 0 | 0 | 0 | 0 | 0 | 0 | 0 | 0 | 0 | 0 | 0 | 0 | 0 | 0 | 0 | 0 | 0 | 0 | 0
Gen_BB004 | MW | SEPD | Steady Progression | Carradale | 0 | 0 | 0 | 0 | 0 | 0 | 0 | 0 | 0 | 0 | 0 | 0 | 0 | 0 | 0 | 0 | 0 | 0 | 0 | 0 | 0 | 0 | 0 | 0 | 0 | 0 | 0 | 0 | 0 | 0 | 0 | 0
Gen_BB005 | MW | SEPD | Steady Progression | Carradale | 0 | 0 | 0 | 0 | 0 | 0 | 0 | 0 | 0 | 0 | 0 | 0 | 0 | 0 | 0 | 0 | 0 | 0 | 0 | 0 | 0 | 0 | 0 | 0 | 0 | 0 | 0 | 0 | 0 | 0 | 0 | 0
Gen_BB006 | MW | SEPD | Steady Progression | Carradale | 0 | 0 | 0 | 0 | 0 | 0 | 0 | 0 | 0 | 0 | 0 | 0 | 0 | 0 | 0 | 0 | 0 | 0 | 0 | 0 | 0 | 0 | 0 | 0 | 0 | 0 | 0 | 0 | 0 | 0 | 0 | 0
Gen_BB008 | MW | SEPD | Steady Progression | Carradale | 0 | 0 | 0 | 0 | 0 | 0 | 0 | 0 | 0 | 0 | 0 | 0 | 0 | 0 | 0 | 0 | 0 | 0 | 0 | 0 | 0 | 0 | 0 | 0 | 0 | 0 | 0 | 0 | 0 | 0 | 0 | 0
Gen_BB010 | MW | SEPD | Steady Progression | Carradale | 0 | 0 | 0 | 0 | 0 | 0 | 0 | 0 | 0 | 0 | 0 | 0 | 0 | 0 | 0 | 0 | 0 | 0 | 0 | 0 | 0 | 0 | 0 | 0 | 0 | 0 | 0 | 0 | 0 | 0 | 0 | 0
Gen_BB011 | MW | SEPD | Steady Progression | Carradale | 0 | 0 | 0 | 0 | 0 | 0 | 0 | 0 | 0 | 0 | 0 | 0 | 0 | 0 | 0 | 0 | 0 | 0 | 0 | 0 | 0 | 0 | 0 | 0 | 0 | 0 | 0 | 0 | 0 | 0 | 0 | 0
Gen_BB012 | MW | SEPD | Steady Progression | Carradale | 0.26733 | 0.26888 | 0.27138 | 0.27343 | 0.27531 | 0.27683 | 0.27817 | 0.28009 | 0.28254 | 0.28573 | 0.28953 | 0.29392 | 0.29811 | 0.30215 | 0.30607 | 0.30989 | 0.31361 | 0.31721 | 0.32077 | 0.32425 | 0.32769 | 0.3311 | 0.33391 | 0.33662 | 0.33924 | 0.34179 | 0.34426 | 0.34615 | 0.34799 | 0.34981 | 0.35158 | 0.35333
Gen_BB013 | MW | SEPD | Steady Progression | Carradale | 1.0184 | 1.028 | 1.0322 | 1.0437 | 1.0548 | 1.0638 | 1.0722 | 1.0805 | 1.087 | 1.1067 | 1.1297 | 1.156 | 1.1817 | 1.2066 | 1.232 | 1.2579 | 1.286 | 1.314 | 1.342 | 1.3695 | 1.3974 | 1.4276 | 1.4579 | 1.4884 | 1.5198 | 1.552 | 1.5846 | 1.6145 | 1.6447 | 1.6752 | 1.7062 | 1.7375
Gen_BB014 | MW | SEPD | Steady Progression | Carradale | 0 | 0 | 0 | 0 | 0 | 0 | 0 | 0 | 0 | 0 | 0 | 0 | 0 | 0 | 0 | 0 | 0 | 0 | 0 | 0 | 0 | 0 | 0 | 0 | 0 | 0 | 0 | 0 | 0 | 0 | 0 | 0
Gen_BB015 | MW | SEPD | Steady Progression | Carradale | 114.95 | 164.95 | 199.95 | 199.95 | 199.95 | 199.95 | 199.95 | 247.55 | 247.55 | 250.7772 | 251.1741 | 252.5551 | 257.0563 | 261.8789 | 264.1355 | 267.4856 | 267.8585 | 268.2272 | 268.5916 | 268.9514 | 269.3066 | 279.1574 | 288.4287 | 288.7706 | 289.108 | 289.4407 | 289.7688 | 290.0987 | 290.4301 | 292.4882 | 292.8229 | 293.1593
Gen_BB016 | MW | SEPD | Steady Progression | Carradale | 3.4106 | 3.4106 | 3.4141 | 3.418 | 3.4223 | 3.427 | 3.4334 | 3.4424 | 3.4577 | 3.4833 | 3.5212 | 3.5661 | 3.6146 | 3.6625 | 3.7096 | 3.7559 | 3.8016 | 3.8465 | 3.8884 | 3.9275 | 3.9641 | 3.9982 | 4.0299 | 4.0597 | 4.0873 | 4.1131 | 4.1373 | 4.1602 | 4.1807 | 4.1992 | 4.2158 | 4.2309
Gen_BB017 | MW | SEPD | Steady Progression | Carradale | 0 | 0 | 0 | 0 | 0 | 0 | 0 | 0 | 0 | 0 | 0 | 0 | 0 | 0 | 0 | 0 | 0 | 0 | 0 | 0 | 0 | 0 | 0 | 0 | 0 | 0 | 0 | 0 | 0 | 0 | 0 | 0
Gen_BB018 | MW | SEPD | Steady Progression | Carradale | 14.311 | 14.411 | 14.411 | 14.411 | 14.4329 | 14.5226 | 14.5281 | 14.5542 | 14.5799 | 14.5844 | 14.6095 | 14.6137 | 14.6382 | 14.6628 | 14.666 | 14.6905 | 14.6936 | 14.7172 | 14.7202 | 14.7436 | 14.7461 | 14.7485 | 14.7719 | 14.774 | 14.7972 | 14.7991 | 14.8008 | 14.8238 | 14.8252 | 14.848 | 14.8493 | 14.851
Hydrogen electrolysis | MW | SEPD | Steady Progression | Carradale | 0 | 0 | 0 | 0 | 0 | 0 | 0 | 0 | 0 | 0 | 0 | 0 | 0 | 0 | 0 | 0 | 0 | 0 | 0 | 0 | 0 | 0 | 0 | 0 | 0 | 0 | 0 | 0 | 0 | 0 | 0 | 0
Lct_BB001 | Number | SEPD | Steady Progression | Carradale | 25.4708 | 32.325 | 45.906 | 75.7782 | 110.5105 | 157.1274 | 217.6913 | 285.3835 | 368.3461 | 469.9315 | 593.7224 | 916.2066 | 1316.3489 | 1716.5596 | 2116.7533 | 2517.0137 | 2917.2797 | 3425.4517 | 4027.0363 | 4664.7884 | 5322.3805 | 6049.3799 | 6760.3066 | 7429.2355 | 8040.3822 | 8592.8852 | 8967.1724 | 9141.886 | 9316.4998 | 9483.7581 | 9654.6179 | 9816.7632
Lct_BB003 | Number | SEPD | Steady Progression | Carradale | 0 | 0 | 0 | 0 | 0 | 0 | 0 | 0 | 0 | 0 | 0 | 0 | 0 | 0 | 0 | 0 | 0 | 0 | 0 | 0 | 0 | 0 | 0 | 0 | 0 | 0 | 0 | 0 | 0 | 0 | 0 | 0
Lct_BB005 | Number | SEPD | Steady Progression | Carradale | 171.8462 | 183.0041 | 186.0235 | 192.8068 | 202.5535 | 211.4747 | 220.535 | 231.4151 | 234.382 | 240.2317 | 251.7103 | 258.4825 | 330.1143 | 401.5901 | 473.214 | 544.8548 | 617.0031 | 719.3255 | 821.3788 | 922.9008 | 1023.985 | 1125.1327 | 1334.8548 | 1544.7285 | 1755.0064 | 1965.775 | 2177.1667 | 2352.3899 | 2528.5063 | 2705.4374 | 2883.4746 | 3062.9019
Lct_BB006 | Number | SEPD | Steady Progression | Carradale | 0 | 0 | 0.1909 | 0.3802 | 0.5672 | 0.7522 | 0.9349 | 2.2739 | 3.5945 | 4.915 | 6.2153 | 7.4967 | 10.9626 | 14.3996 | 17.8083 | 21.1885 | 24.5397 | 26.1748 | 27.7889 | 29.3814 | 30.9529 | 32.5031 | 36.4557 | 40.3431 | 44.1634 | 47.9179 | 51.6063 | 58.7867 | 65.9671 | 73.1475 | 80.3279 | 87.5083
Lct_BB007 | Number | SEPD | Steady Progression | Carradale | 5.8282 | 6.2419 | 6.1344 | 6.5461 | 6.9228 | 7.2798 | 7.6537 | 8.1236 | 8.2214 | 8.3387 | 8.5849 | 8.7223 | 10.4122 | 12.102 | 13.7918 | 15.4816 | 17.1714 | 19.579 | 21.9748 | 24.3587 | 26.7308 | 29.091 | 34.0279 | 38.9648 | 43.9017 | 48.8386 | 53.7755 | 57.8387 | 61.9019 | 65.965 | 70.0282 | 74.0914
Lct_BB008 | Number | SEPD | Steady Progression | Carradale | 0 | 0 | 0.01208 | 0.02403 | 0.03585 | 0.04753 | 0.05909 | 0.14327 | 0.22625 | 0.30803 | 0.38859 | 0.46795 | 0.68262 | 0.89552 | 1.1067 | 1.316 | 1.5236 | 1.6249 | 1.7248 | 1.8235 | 1.9208 | 2.0168 | 2.2617 | 2.5025 | 2.7391 | 2.9717 | 3.2001 | 3.6449 | 4.0896 | 4.5343 | 4.979 | 5.4237
Lct_BB010b | MW | SEPD | Steady Progression | Carradale | 0.028 | 0.04535 | 0.06806 | 0.17828 | 0.30713 | 0.4778 | 0.71704 | 0.91937 | 1.2543 | 1.5876 | 2.0493 | 3.3893 | 4.8207 | 6.28 | 7.5686 | 8.8655 | 10.1526 | 12.0429 | 14.1607 | 16.421 | 19.9879 | 24.5774 | 28.7402 | 32.5806 | 35.5196 | 37.3246 | 37.6398 | 38.2026 | 38.5512 | 38.8228 | 39.247 | 39.5116
Lct_BB011b | MW | SEPD | Steady Progression | Carradale | 0.061 | 0.0646 | 0.077 | 0.09448 | 0.11231 | 0.13362 | 0.1581 | 0.18299 | 0.21158 | 0.24434 | 0.28227 | 0.32547 | 0.38632 | 0.45725 | 0.5385 | 0.63037 | 0.73431 | 0.85282 | 0.98211 | 1.1198 | 1.2618 | 1.4005 | 1.5352 | 1.6622 | 1.7779 | 1.8794 | 1.9673 | 2.0081 | 2.0482 | 2.0882 | 2.1288 | 2.1677
Lct_BB012b | MW | SEPD | Steady Progression | Carradale | 0.447 | 0.4477 | 0.44838 | 0.45263 | 0.45709 | 0.46319 | 0.47015 | 0.47825 | 0.48785 | 0.49938 | 0.5128 | 0.52835 | 0.55382 | 0.58328 | 0.61694 | 0.65481 | 0.69701 | 0.74559 | 0.79779 | 0.85251 | 0.90895 | 0.96046 | 1.0092 | 1.054 | 1.0935 | 1.127 | 1.1587 | 1.1667 | 1.1732 | 1.1783 | 1.182 | 1.182
Lct_BB013b | MW | SEPD | Steady Progression | Carradale | 0 | 0.0003 | 0.0005 | 0.00091 | 0.00106 | 0.00127 | 0.00139 | 0.00249 | 0.00377 | 0.00526 | 0.00699 | 0.00898 | 0.01273 | 0.01711 | 0.02217 | 0.02794 | 0.03446 | 0.04196 | 0.05014 | 0.05885 | 0.06792 | 0.07664 | 0.08509 | 0.09304 | 0.10027 | 0.10664 | 0.11158 | 0.11378 | 0.11571 | 0.11737 | 0.11883 | 0.11892
Lct_BB014 | Number | SEPD | Steady Progression | Carradale | 4.3122 | 4.3453 | 5.0136 | 5.7654 | 6.6675 | 7.6967 | 8.8772 | 10.7008 | 12.1935 | 13.9381 | 15.9031 | 18.1417 | 31.7693 | 36.5277 | 42.0845 | 48.4361 | 55.7676 | 61.1512 | 67.1954 | 73.9664 | 81.5387 | 90.0826 | 128.2075 | 142.0667 | 157.4573 | 174.8744 | 194.4455 | 223.6399 | 257.2273 | 295.8063 | 340.1352 | 391.0917
Other generation | MW | SEPD | Steady Progression | Carradale | 0 | 0 | 0 | 0 | 0 | 0 | 0 | 0 | 0 | 0 | 0 | 0 | 0 | 0 | 0 | 0 | 0 | 0 | 0 | 0 | 0 | 0 | 0 | 0 | 0 | 0 | 0 | 0 | 0 | 0 | 0 | 0
Srg_BB001 | MW | SEPD | Steady Progression | Carradale | 0 | 0.20426 | 0.32725 | 0.45373 | 0.58174 | 0.70635 | 0.89211 | 2.1976 | 2.5276 | 2.8505 | 3.2108 | 3.7375 | 3.9076 | 4.0767 | 4.2463 | 4.45 | 4.8939 | 5.1926 | 5.5072 | 5.8233 | 6.1289 | 6.4702 | 6.7601 | 7.0723 | 7.3928 | 7.741 | 8.0279 | 8.0767 | 8.1243 | 8.1626 | 8.1948 | 8.2316
Srg_BB002 | MW | SEPD | Steady Progression | Carradale | 0 | 0 | 0.0010034 | 0.0020272 | 0.0030644 | 0.0041153 | 0.005178 | 0.015321 | 0.020567 | 0.026048 | 0.031843 | 0.038026 | 0.039162 | 0.040258 | 0.041323 | 0.042362 | 0.043382 | 0.044381 | 0.04535 | 0.046314 | 0.047256 | 0.04819 | 0.068209 | 0.088721 | 0.10984 | 0.13156 | 0.15385 | 0.15623 | 0.15806 | 0.15986 | 0.16161 | 0.16334
Data centres (MW) | MW | SEPD | Steady Progression | Cassley | 0 | 0 | 0 | 0 | 0 | 0 | 0 | 0 | 0 | 0 | 0 | 0 | 0 | 0 | 0 | 0 | 0 | 0 | 0 | 0 | 0 | 0 | 0 | 0 | 0 | 0 | 0 | 0 | 0 | 0 | 0 | 0
Dem_BB001a | Number of homes (cumulative) | SEPD | Steady Progression | Cassley | 0 | 0 | 0 | 0 | 0 | 0 | 0 | 0 | 0 | 0 | 0 | 0 | 0 | 0 | 0 | 0 | 0 | 0.086223 | 0.18044 | 0.26345 | 0.33869 | 0.42328 | 0.47019 | 0.50873 | 0.53976 | 0.56441 | 0.58461 | 0.60109 | 0.61445 | 0.62415 | 0.63059 | 0.63365
Dem_BB002b | Floorspace (m2) (cumulative) | SEPD | Steady Progression | Cassley | 0 | 0 | 0 | 0 | 0 | 0 | 0 | 0 | 0 | 0 | 0 | 0 | 0 | 0 | 0 | 0 | 0 | 0 | 0 | 0 | 0 | 0 | 0 | 0 | 0 | 0 | 0 | 0 | 0 | 0 | 0 | 0
Domestic direct electric heating | Number | SEPD | Steady Progression | Cassley | 235.0335 | 235.0332 | 235.0333 | 235.0333 | 235.0333 | 235.0333 | 235.0333 | 235.0333 | 235.0333 | 235.0333 | 235.0333 | 234.0654 | 233.5873 | 233.1107 | 232.755 | 232.4003 | 231.9353 | 231.733 | 231.4578 | 231.1837 | 230.9109 | 230.6394 | 230.4861 | 230.3333 | 230.1817 | 230.0314 | 229.8827 | 229.7355 | 229.59 | 229.4463 | 229.3044 | 229.1643
Gas: Hydrogen peaking | MW | SEPD | Steady Progression | Cassley | 0 | 0 | 0 | 0 | 0 | 0 | 0 | 0 | 0 | 0 | 0 | 0 | 0 | 0 | 0 | 0 | 0 | 0 | 0 | 0 | 0 | 0 | 0 | 0 | 0 | 0 | 0 | 0 | 0 | 0 | 0 | 0
Gen_BB001 | MW | SEPD | Steady Progression | Cassley | 0 | 0 | 0 | 0 | 0 | 0 | 0 | 0 | 0 | 0 | 0 | 0 | 0 | 0 | 0 | 0 | 0 | 0 | 0 | 0 | 0 | 0 | 0 | 0 | 0 | 0 | 0 | 0 | 0 | 0 | 0 | 0
Gen_BB004 | MW | SEPD | Steady Progression | Cassley | 0 | 0 | 0 | 0 | 0 | 0 | 0 | 0 | 0 | 0 | 0 | 0 | 0 | 0 | 0 | 0 | 0 | 0 | 0 | 0 | 0 | 0 | 0 | 0 | 0 | 0 | 0 | 0 | 0 | 0 | 0 | 0
Gen_BB005 | MW | SEPD | Steady Progression | Cassley | 0 | 0 | 0 | 0 | 0 | 0 | 0 | 0 | 0 | 0 | 0 | 0 | 0 | 0 | 0 | 0 | 0 | 0 | 0 | 0 | 0 | 0 | 0 | 0 | 0 | 0 | 0 | 0 | 0 | 0 | 0 | 0
Gen_BB006 | MW | SEPD | Steady Progression | Cassley | 0 | 0 | 0 | 0 | 0 | 0 | 0 | 0 | 0 | 0 | 0 | 0 | 0 | 0 | 0 | 0 | 0 | 0 | 0 | 0 | 0 | 0 | 0 | 0 | 0 | 0 | 0 | 0 | 0 | 0 | 0 | 0
Gen_BB008 | MW | SEPD | Steady Progression | Cassley | 0 | 0 | 0 | 0 | 0 | 0 | 0 | 0 | 0 | 0 | 0 | 0 | 0 | 0 | 0 | 0 | 0 | 0 | 0 | 0 | 0 | 0 | 0 | 0 | 0 | 0 | 0 | 0 | 0 | 0 | 0 | 0
Gen_BB010 | MW | SEPD | Steady Progression | Cassley | 0 | 0 | 0 | 0 | 0 | 0 | 0 | 0 | 0 | 0 | 0 | 0 | 0 | 0 | 0 | 0 | 0 | 0 | 0 | 0 | 0 | 0 | 0 | 0 | 0 | 0 | 0 | 0 | 0 | 0 | 0 | 0
Gen_BB011 | MW | SEPD | Steady Progression | Cassley | 0 | 0 | 0 | 0 | 0 | 0 | 0 | 0 | 0 | 0 | 0 | 0 | 0 | 0 | 0 | 0 | 0 | 0 | 0 | 0 | 0 | 0 | 0 | 0 | 0 | 0 | 0 | 0 | 0 | 0 | 0 | 0
Gen_BB012 | MW | SEPD | Steady Progression | Cassley | 0 | 0.00011727 | 0.00030513 | 0.00046008 | 0.00060064 | 0.00071493 | 0.000815 | 0.00095903 | 0.0011412 | 0.0013876 | 0.0016838 | 0.002029 | 0.0023632 | 0.0026883 | 0.0030063 | 0.0033194 | 0.0036266 | 0.0039251 | 0.0042226 | 0.0045152 | 0.004806 | 0.0050967 | 0.0053374 | 0.0055711 | 0.0057987 | 0.0060188 | 0.0062337 | 0.0063995 | 0.0065624 | 0.0067228 | 0.0068808 | 0.0070342
Gen_BB013 | MW | SEPD | Steady Progression | Cassley | 0.076953 | 0.076965 | 0.076965 | 0.076969 | 0.076971 | 0.076982 | 0.076994 | 0.077003 | 0.077009 | 0.078528 | 0.080348 | 0.082471 | 0.084551 | 0.08658 | 0.08894 | 0.091306 | 0.094089 | 0.096841 | 0.099625 | 0.10243 | 0.10526 | 0.10812 | 0.11127 | 0.11445 | 0.11766 | 0.12087 | 0.12413 | 0.12712 | 0.13015 | 0.13323 | 0.13635 | 0.13947
Gen_BB014 | MW | SEPD | Steady Progression | Cassley | 0 | 0 | 0 | 0 | 0 | 0 | 0 | 0 | 0 | 0 | 0 | 0 | 0 | 0 | 0 | 0 | 0 | 0 | 0 | 0 | 0 | 0 | 0 | 0 | 0 | 0 | 0 | 0 | 0 | 0 | 0 | 0
Gen_BB015 | MW | SEPD | Steady Progression | Cassley | 0 | 0 | 0 | 0 | 0 | 0 | 0 | 0 | 0 | 0.18239 | 0.20482 | 0.28287 | 0.32532 | 0.34709 | 0.47462 | 0.66396 | 0.68503 | 0.70587 | 0.72646 | 0.7468 | 0.76687 | 0.7867 | 0.80627 | 0.82559 | 0.84466 | 0.86347 | 0.88201 | 0.90065 | 0.91938 | 0.93821 | 0.95712 | 0.97613
Gen_BB016 | MW | SEPD | Steady Progression | Cassley | 0.019363 | 0.019363 | 0.01956 | 0.019783 | 0.020024 | 0.020292 | 0.020649 | 0.021159 | 0.022027 | 0.023473 | 0.025615 | 0.028149 | 0.030891 | 0.0336 | 0.036259 | 0.038877 | 0.041462 | 0.043996 | 0.046368 | 0.048575 | 0.050644 | 0.052569 | 0.054364 | 0.056046 | 0.05761 | 0.059066 | 0.06043 | 0.061724 | 0.062883 | 0.063932 | 0.064872 | 0.065721
Gen_BB017 | MW | SEPD | Steady Progression | Cassley | 0 | 0 | 0 | 0 | 0 | 0 | 0 | 0 | 0 | 0 | 0 | 0 | 0 | 0 | 0 | 0 | 0 | 0 | 0 | 0 | 0 | 0 | 0 | 0 | 0 | 0 | 0 | 0 | 0 | 0 | 0 | 0
Gen_BB018 | MW | SEPD | Steady Progression | Cassley | 16.645 | 16.645 | 16.645 | 16.645 | 16.8633 | 16.9381 | 16.9427 | 16.9645 | 16.986 | 16.9897 | 17.0106 | 17.0141 | 17.0345 | 17.0551 | 17.0578 | 17.0782 | 17.0808 | 17.1005 | 17.103 | 17.1225 | 17.1246 | 17.1266 | 17.1461 | 17.1479 | 17.1672 | 17.1688 | 17.1702 | 17.1894 | 17.1906 | 17.2096 | 17.2107 | 17.2121
Hydrogen electrolysis | MW | SEPD | Steady Progression | Cassley | 0 | 0 | 0 | 0 | 0 | 0 | 0 | 0 | 0 | 0 | 0 | 0 | 0 | 0 | 0 | 0 | 0 | 0 | 0 | 0 | 0 | 0 | 0 | 0 | 0 | 0 | 0 | 0 | 0 | 0 | 0 | 0
Lct_BB001 | Number | SEPD | Steady Progression | Cassley | 3.4641 | 4.3718 | 6.2013 | 10.1474 | 14.6818 | 20.7043 | 28.474 | 36.9949 | 47.406 | 60.016 | 75.2029 | 112.4217 | 152.448 | 192.4955 | 232.5222 | 272.5402 | 312.5966 | 367.787 | 431.2221 | 498.1654 | 566.7815 | 642.3858 | 715.8633 | 784.3989 | 846.4182 | 902.0026 | 928.1247 | 945.3721 | 962.5494 | 979.0584 | 995.9316 | 1012.3329
Lct_BB003 | Number | SEPD | Steady Progression | Cassley | 0 | 0 | 0 | 0 | 0 | 0 | 0 | 0 | 0 | 0 | 0 | 0 | 0 | 0 | 0 | 0 | 0 | 0 | 0 | 0 | 0 | 0 | 0 | 0 | 0 | 0 | 0 | 0 | 0 | 0 | 0 | 0
Lct_BB005 | Number | SEPD | Steady Progression | Cassley | 27.476 | 27.9007 | 28.053 | 28.2583 | 28.6268 | 29.026 | 29.4389 | 29.975 | 30.0562 | 30.6257 | 31.8304 | 32.5154 | 40.6786 | 48.8277 | 57.0244 | 65.2213 | 73.5251 | 85.317 | 97.0789 | 108.7956 | 120.4416 | 132.0483 | 156.2326 | 180.4332 | 204.6857 | 228.9866 | 253.3689 | 273.5108 | 293.7911 | 314.1533 | 334.6541 | 355.3117
Lct_BB006 | Number | SEPD | Steady Progression | Cassley | 0 | 0 | 0 | 0 | 0 | 0 | 0 | 0 | 0 | 0 | 0 | 0 | 0 | 0 | 0 | 0 | 0 | 0 | 0 | 0 | 0 | 0 | 0 | 0 | 0 | 0 | 0 | 0 | 0 | 0 | 0 | 0
Lct_BB007 | Number | SEPD | Steady Progression | Cassley | 0 | 0 | 0 | 0 | 0 | 0 | 0 | 0 | 0 | 0 | 0 | 0 | 0 | 0 | 0 | 0 | 0 | 0 | 0 | 0 | 0 | 0 | 0 | 0 | 0 | 0 | 0 | 0 | 0 | 0 | 0 | 0
Lct_BB008 | Number | SEPD | Steady Progression | Cassley | 0 | 0 | 0 | 0 | 0 | 0 | 0 | 0 | 0 | 0 | 0 | 0 | 0 | 0 | 0 | 0 | 0 | 0 | 0 | 0 | 0 | 0 | 0 | 0 | 0 | 0 | 0 | 0 | 0 | 0 | 0 | 0
Lct_BB010b | MW | SEPD | Steady Progression | Cassley | 0.021 | 0.0224 | 0.0266 | 0.0406 | 0.056 | 0.0728 | 0.098 | 0.14 | 0.1876 | 0.2394 | 0.3094 | 0.4396 | 0.686 | 0.812 | 1.0038 | 1.134 | 1.274 | 1.505 | 1.7864 | 2.079 | 2.4542 | 3.444 | 4.074 | 4.4338 | 4.536 | 4.6956 | 4.697 | 4.7152 | 4.725 | 4.739 | 4.7516 | 4.7642
Lct_BB011b | MW | SEPD | Steady Progression | Cassley | 0 | 0 | 0.00199 | 0.00402 | 0.00605 | 0.00862 | 0.0116 | 0.01462 | 0.01818 | 0.02208 | 0.02665 | 0.03205 | 0.03949 | 0.04846 | 0.05854 | 0.0697 | 0.08237 | 0.09653 | 0.11203 | 0.12788 | 0.14413 | 0.15898 | 0.17309 | 0.18578 | 0.19676 | 0.20585 | 0.21292 | 0.21292 | 0.21292 | 0.21292 | 0.21292 | 0.21292
Lct_BB012b | MW | SEPD | Steady Progression | Cassley | 0.215 | 0.2155 | 0.21596 | 0.21744 | 0.21898 | 0.22092 | 0.22318 | 0.22643 | 0.23029 | 0.23485 | 0.24019 | 0.24658 | 0.25644 | 0.2681 | 0.28162 | 0.29722 | 0.31486 | 0.33538 | 0.35788 | 0.38204 | 0.40733 | 0.43141 | 0.45474 | 0.47688 | 0.49701 | 0.51485 | 0.5326 | 0.53769 | 0.54185 | 0.54507 | 0.54743 | 0.54743
Lct_BB013b | MW | SEPD | Steady Progression | Cassley | 0 | 0 | 9e-05 | 0.00016 | 0.00019 | 0.00023 | 0.00026 | 0.00046 | 0.0007 | 0.00097 | 0.00128 | 0.00164 | 0.00232 | 0.00311 | 0.00402 | 0.00507 | 0.00625 | 0.00761 | 0.00909 | 0.01066 | 0.0123 | 0.01387 | 0.0154 | 0.01684 | 0.01814 | 0.01929 | 0.02019 | 0.02058 | 0.02093 | 0.02123 | 0.0215 | 0.02152
Lct_BB014 | Number | SEPD | Steady Progression | Cassley | 0.53381 | 0.5379 | 0.62064 | 0.7137 | 0.82538 | 0.95279 | 1.0989 | 0.75324 | 0.85831 | 0.98111 | 1.1194 | 1.277 | 1.3948 | 1.6038 | 1.8477 | 2.1266 | 2.4485 | 2.6849 | 2.9502 | 3.2475 | 3.58 | 3.9551 | 5.3459 | 5.9238 | 6.5656 | 7.2918 | 8.1079 | 9.3252 | 10.7257 | 12.3344 | 14.1828 | 16.3075
Other generation | MW | SEPD | Steady Progression | Cassley | 0 | 0 | 0 | 0 | 0 | 0 | 0 | 0 | 0 | 0 | 0 | 0 | 0 | 0 | 0 | 0 | 0 | 0 | 0 | 0 | 0 | 0 | 0 | 0 | 0 | 0 | 0 | 0 | 0 | 0 | 0 | 0
Srg_BB001 | MW | SEPD | Steady Progression | Cassley | 0 | 0.022891 | 0.02518 | 0.027469 | 0.029758 | 0.032047 | 0.034336 | 0.070962 | 0.073251 | 0.07576 | 0.078326 | 0.081182 | 0.096154 | 0.11167 | 0.12774 | 0.14445 | 0.16232 | 0.16646 | 0.17066 | 0.17489 | 0.1791 | 0.18341 | 0.20515 | 0.22695 | 0.24879 | 0.27072 | 0.29247 | 0.29262 | 0.29277 | 0.29289 | 0.293 | 0.29312
Srg_BB002 | MW | SEPD | Steady Progression | Cassley | 0 | 0 | 7.5692e-05 | 0.00015285 | 0.00023095 | 0.00031004 | 0.00038996 | 0.0011521 | 0.0015458 | 0.0019592 | 0.0023987 | 0.0028706 | 0.0029578 | 0.0030425 | 0.0031251 | 0.0032061 | 0.003286 | 0.0033646 | 0.0034412 | 0.0035177 | 0.0035927 | 0.0036673 | 0.0052722 | 0.0069213 | 0.0086245 | 0.01038 | 0.012186 | 0.01238 | 0.012529 | 0.012675 | 0.012818 | 0.012959
Data centres (MW) | MW | SEPD | Steady Progression | Charleston | 0 | 0 | 0 | 0 | 0 | 0 | 0 | 0 | 0 | 0 | 0 | 0 | 0 | 0 | 0 | 0 | 0 | 0 | 0 | 0 | 0 | 0 | 0 | 0 | 0 | 0 | 0 | 0 | 0 | 0 | 0 | 0
Dem_BB001a | Number of homes (cumulative) | SEPD | Steady Progression | Charleston | 0 | 162.6161 | 295.3526 | 390.9022 | 484.4652 | 584.0065 | 683.591 | 740.1252 | 796.588 | 855.1678 | 910.6057 | 958.355 | 1002.0474 | 1041.8192 | 1078.602 | 1113.602 | 1128.602 | 1141.9241 | 1155.3688 | 1166.6418 | 1174.7955 | 1181.8009 | 1187.3585 | 1191.8166 | 1195.1854 | 1197.4784 | 1197.7185 | 1197.9144 | 1198.0731 | 1198.1884 | 1198.2651 | 1198.3014
Dem_BB002b | Floorspace (m2) (cumulative) | SEPD | Steady Progression | Charleston | 0 | 13072.5 | 27923 | 39472.5 | 45143.25 | 53266.5 | 71114.75 | 94801.25 | 125051.5 | 150363 | 162980.75 | 185137.25 | 203725 | 216450 | 225430 | 240491.25 | 251011.25 | 255902.5 | 259297.5 | 262378.75 | 264377.5 | 265607.5 | 266542.5 | 267477.5 | 267800 | 267800 | 267800 | 267800 | 267800 | 267800 | 267800 | 267800
Domestic direct electric heating | Number | SEPD | Steady Progression | Charleston | 1573.863 | 1591.4737 | 1605.8336 | 1616.201 | 1626.3527 | 1637.1526 | 1647.9527 | 1654.1085 | 1660.1563 | 1666.5283 | 1672.4682 | 1672.1058 | 1667.7061 | 1663.4015 | 1659.4151 | 1656.7972 | 1652.2433 | 1650.1333 | 1646.7154 | 1643.3563 | 1639.9352 | 1636.9105 | 1634.9813 | 1633.214 | 1631.6029 | 1629.9173 | 1628.0437 | 1626.2113 | 1624.4198 | 1622.6684 | 1620.9571 | 1619.2856
Gas: Hydrogen peaking | MW | SEPD | Steady Progression | Charleston | 0 | 0 | 0 | 0 | 0 | 0 | 0 | 0 | 0 | 0 | 0 | 0 | 0 | 0 | 0 | 0 | 0 | 0 | 0 | 0 | 0 | 0 | 0 | 0 | 0 | 0 | 0 | 0 | 0 | 0 | 0 | 0
Gen_BB001 | MW | SEPD | Steady Progression | Charleston | 1.039 | 1.039 | 1.039 | 1.039 | 1.039 | 1.039 | 1.039 | 1.039 | 1.039 | 1.039 | 1.039 | 1.039 | 1.039 | 1.039 | 1.039 | 1.039 | 1.039 | 1.039 | 1.039 | 1.039 | 1.039 | 1.039 | 1.039 | 1.039 | 1.039 | 1.039 | 1.039 | 1.039 | 1.039 | 1.039 | 1.039 | 1.039
Gen_BB004 | MW | SEPD | Steady Progression | Charleston | 0 | 0 | 0 | 0.21013 | 0.32296 | 0.44029 | 0.53229 | 0.63135 | 0.73328 | 0.83957 | 1.0447 | 1.262 | 1.4743 | 1.6838 | 1.903 | 2.1905 | 2.4922 | 2.6998 | 2.8945 | 3.1089 | 3.3069 | 3.5153 | 3.6245 | 3.7356 | 3.8441 | 3.9493 | 4.0559 | 4.1616 | 4.2699 | 4.3813 | 4.4719 | 4.5701
Gen_BB005 | MW | SEPD | Steady Progression | Charleston | 0 | 0 | 0 | 0 | 0 | 0 | 0 | 0 | 0 | 0 | 0 | 0 | 0 | 0 | 0 | 0 | 0 | 0 | 0 | 0 | 0 | 0 | 0 | 0 | 0 | 0 | 0 | 0 | 0 | 0 | 0 | 0
Gen_BB006 | MW | SEPD | Steady Progression | Charleston | 0 | 0 | 0 | 0 | 20 | 20 | 20 | 20 | 20 | 20 | 20 | 20 | 20 | 20 | 20 | 20 | 20 | 20 | 20 | 20 | 20 | 20 | 20 | 20 | 20 | 20 | 20 | 20 | 20 | 20 | 20 | 20
Gen_BB008 | MW | SEPD | Steady Progression | Charleston | 0 | 0 | 0 | 0 | 0 | 0 | 0 | 0 | 0 | 0 | 0 | 0 | 0 | 0 | 0 | 0 | 0 | 0 | 0 | 0 | 0 | 0 | 0 | 0 | 0 | 0 | 0 | 0 | 0 | 0 | 0 | 0
Gen_BB010 | MW | SEPD | Steady Progression | Charleston | 0 | 0 | 0 | 0 | 0 | 0 | 0 | 0 | 0 | 0 | 0 | 0 | 0 | 0 | 0 | 0 | 0 | 0 | 0 | 0 | 0 | 0 | 0 | 0 | 0 | 0 | 0 | 0 | 0 | 0 | 0 | 0
Gen_BB011 | MW | SEPD | Steady Progression | Charleston | 0 | 0 | 0 | 0 | 0 | 0 | 0 | 0 | 0 | 0 | 0 | 0 | 0 | 0 | 0 | 0 | 0 | 0 | 0 | 0 | 0 | 0 | 0 | 0 | 0 | 0 | 0 | 0 | 0 | 0 | 0 | 0
Gen_BB012 | MW | SEPD | Steady Progression | Charleston | 0.7247 | 0.72585 | 0.72777 | 0.72944 | 0.73103 | 0.73237 | 0.73358 | 0.73539 | 0.73779 | 0.74083 | 0.74458 | 0.74908 | 0.75354 | 0.75797 | 0.7624 | 0.76684 | 0.77127 | 0.77565 | 0.78008 | 0.78448 | 0.78891 | 0.79338 | 0.79712 | 0.80078 | 0.80437 | 0.8079 | 0.81136 | 0.81403 | 0.81666 | 0.81926 | 0.82183 | 0.82436
Gen_BB013 | MW | SEPD | Steady Progression | Charleston | 0.73924 | 0.77019 | 0.80906 | 0.84201 | 0.87534 | 0.90898 | 0.9432 | 0.97522 | 1.0136 | 1.0583 | 1.1089 | 1.1644 | 1.2195 | 1.275 | 1.3318 | 1.3937 | 1.4503 | 1.5069 | 1.5632 | 1.6199 | 1.6766 | 1.7356 | 1.7942 | 1.8538 | 1.9145 | 1.9752 | 2.0352 | 2.0896 | 2.1446 | 2.2001 | 2.2564 | 2.3132
Gen_BB014 | MW | SEPD | Steady Progression | Charleston | 0 | 0 | 0 | 0 | 0 | 0 | 0 | 0 | 0 | 0 | 0 | 0 | 0 | 0 | 0 | 0 | 0 | 0 | 0 | 0 | 0 | 0 | 0 | 0 | 0 | 0 | 0 | 0 | 0 | 0 | 0 | 0
Gen_BB015 | MW | SEPD | Steady Progression | Charleston | 0 | 0 | 0 | 0 | 0 | 0 | 0 | 0 | 0 | 0 | 0 | 0 | 0 | 0 | 0 | 0 | 0 | 0 | 0 | 0 | 0 | 0 | 0 | 0 | 0 | 0 | 0 | 0 | 0 | 0 | 0 | 0
Gen_BB016 | MW | SEPD | Steady Progression | Charleston | 0.084 | 0.084 | 0.084 | 0.084 | 0.084 | 0.084 | 0.084 | 0.084 | 0.084 | 0.084 | 0.084 | 0.084 | 0.084 | 0.084 | 0.084 | 0.084 | 0.084 | 0.084 | 0.084 | 0.084 | 0.084 | 0.084 | 0.084 | 0.084 | 0.084 | 0.084 | 0.084 | 0.084 | 0.084 | 0.084 | 0.084 | 0.084
Gen_BB017 | MW | SEPD | Steady Progression | Charleston | 0 | 0 | 0 | 0 | 0 | 0 | 0 | 0 | 0 | 0 | 0 | 0 | 0 | 0 | 0 | 0 | 0 | 0 | 0 | 0 | 0 | 0 | 0 | 0 | 0 | 0 | 0 | 0 | 0 | 0 | 0 | 0
Gen_BB018 | MW | SEPD | Steady Progression | Charleston | 1.35 | 1.35 | 1.35 | 1.35 | 1.35 | 1.35 | 1.35 | 1.35 | 1.35 | 1.35 | 1.35 | 1.35 | 1.35 | 1.35 | 1.35 | 1.35 | 1.35 | 1.35 | 1.35 | 1.35 | 1.35 | 1.35 | 1.35 | 1.35 | 1.35 | 1.35 | 1.35 | 1.35 | 1.35 | 1.35 | 1.35 | 1.35
Hydrogen electrolysis | MW | SEPD | Steady Progression | Charleston | 0 | 0 | 0 | 0 | 0 | 0 | 0 | 0 | 0 | 0 | 0 | 0 | 0 | 0 | 0 | 0 | 0 | 0 | 0 | 0 | 0 | 0 | 0 | 0 | 0 | 0 | 0 | 0 | 0 | 0 | 0 | 0
Lct_BB001 | Number | SEPD | Steady Progression | Charleston | 39.7486 | 50.6222 | 72.6548 | 121.2015 | 178.9532 | 257.7953 | 361.7229 | 480.1341 | 627.7473 | 811.067 | 1037.7409 | 1388.2433 | 1845.5535 | 2302.9335 | 2760.5012 | 3218.1811 | 3676.0289 | 4260.4048 | 5029.9986 | 5851.6743 | 6705.5922 | 7654.4452 | 8591.3847 | 9482.8255 | 10307.7901 | 11063.9221 | 11785.0523 | 12029.4751 | 12273.6556 | 12507.7882 | 12746.043 | 12965.5936
Lct_BB003 | Number | SEPD | Steady Progression | Charleston | 0 | 0 | 0 | 0 | 0 | 0 | 0 | 0 | 0 | 0 | 0 | 0 | 0 | 0 | 0 | 0 | 0 | 0 | 0 | 0 | 0 | 0 | 0 | 0 | 0 | 0 | 0 | 0 | 0 | 0 | 0 | 0
Lct_BB005 | Number | SEPD | Steady Progression | Charleston | 17.915 | 28.4709 | 34.4565 | 41.6578 | 51.7428 | 61.1412 | 70.9254 | 79.487 | 83.7964 | 88.1664 | 93.823 | 98.2529 | 123.5206 | 149.0407 | 174.7489 | 201.4524 | 227.3411 | 262.3304 | 297.3212 | 332.3195 | 367.275 | 402.5812 | 472.9493 | 543.6905 | 614.8733 | 686.3074 | 758.0261 | 818.6127 | 879.6553 | 941.2521 | 1003.5014 | 1066.3145
Lct_BB006 | Number | SEPD | Steady Progression | Charleston | 0 | 0 | 2.1461 | 4.2707 | 6.3746 | 8.4553 | 10.5152 | 25.5193 | 40.3067 | 51.3005 | 62.1324 | 72.8033 | 101.6695 | 130.2967 | 158.687 | 186.8394 | 214.7553 | 228.3712 | 241.8098 | 255.0735 | 268.1612 | 281.0731 | 313.9993 | 346.3731 | 378.1962 | 409.4658 | 440.1837 | 499.9832 | 559.7827 | 619.5822 | 679.3817 | 739.1812
Lct_BB007 | Number | SEPD | Steady Progression | Charleston | 40.3285 | 43.1912 | 42.4478 | 45.296 | 47.9032 | 50.3732 | 52.9606 | 56.2121 | 56.8889 | 57.7005 | 59.4041 | 60.355 | 72.0478 | 83.7406 | 95.4334 | 107.1261 | 118.8189 | 135.4786 | 152.0564 | 168.5521 | 184.966 | 201.2978 | 235.4593 | 269.6208 | 303.7823 | 337.9439 | 372.1054 | 400.2209 | 428.3365 | 456.452 | 484.5676 | 512.6832
Lct_BB008 | Number | SEPD | Steady Progression | Charleston | 0 | 0 | 0.08343 | 0.16603 | 0.24778 | 0.32866 | 0.40872 | 0.99127 | 1.5655 | 2.1313 | 2.6888 | 3.2379 | 4.7234 | 6.1966 | 7.6576 | 9.1064 | 10.5429 | 11.2436 | 11.9352 | 12.6178 | 13.2913 | 13.9558 | 15.6502 | 17.3162 | 18.9538 | 20.563 | 22.1439 | 25.2212 | 28.2985 | 31.3759 | 34.4532 | 37.5305
Lct_BB010b | MW | SEPD | Steady Progression | Charleston | 0.392 | 0.45903 | 0.53126 | 0.68538 | 0.90026 | 1.1406 | 1.4632 | 1.8351 | 2.2579 | 2.7508 | 3.3202 | 4.3812 | 5.492 | 6.5675 | 7.6308 | 8.7163 | 9.8618 | 11.5897 | 13.5844 | 16.1529 | 19.0173 | 22.9681 | 26.3268 | 29.0383 | 30.6608 | 31.7114 | 32.1348 | 32.4638 | 32.7494 | 32.951 | 33.2072 | 33.4872
Lct_BB011b | MW | SEPD | Steady Progression | Charleston | 0.078 | 0.0912 | 0.10409 | 0.133 | 0.16187 | 0.19653 | 0.23722 | 0.27833 | 0.32519 | 0.37888 | 0.44045 | 0.51103 | 0.61256 | 0.73002 | 0.86459 | 1.0162 | 1.1857 | 1.3796 | 1.5886 | 1.8083 | 2.0338 | 2.2475 | 2.4512 | 2.6389 | 2.8045 | 2.9449 | 3.061 | 3.0913 | 3.1199 | 3.1484 | 3.1774 | 3.2053
Lct_BB012b | MW | SEPD | Steady Progression | Charleston | 2.27 | 2.28 | 2.2901 | 2.3146 | 2.3387 | 2.3691 | 2.4047 | 2.4484 | 2.4996 | 2.5487 | 2.6057 | 2.6717 | 2.7701 | 2.8843 | 3.0153 | 3.1634 | 3.329 | 3.5195 | 3.7253 | 3.9421 | 4.166 | 4.3749 | 4.5744 | 4.7593 | 4.9235 | 5.0643 | 5.2062 | 5.2282 | 5.2432 | 5.2528 | 5.2599 | 5.2599
Lct_BB013b | MW | SEPD | Steady Progression | Charleston | 0 | 0.0014 | 0.00284 | 0.00517 | 0.00605 | 0.00721 | 0.00784 | 0.01422 | 0.02164 | 0.03026 | 0.04022 | 0.05167 | 0.07324 | 0.09841 | 0.12751 | 0.16063 | 0.19803 | 0.2411 | 0.28809 | 0.33805 | 0.39009 | 0.44008 | 0.48853 | 0.53419 | 0.57566 | 0.61228 | 0.64063 | 0.65328 | 0.66431 | 0.67384 | 0.6822 | 0.68268
Lct_BB014 | Number | SEPD | Steady Progression | Charleston | 51.327 | 51.7209 | 59.6758 | 68.6241 | 79.3621 | 91.6131 | 105.6634 | 112.4388 | 128.1232 | 146.4543 | 167.1024 | 190.6245 | 278.8653 | 320.6335 | 369.4104 | 425.164 | 489.5187 | 536.7749 | 589.8293 | 649.264 | 715.7327 | 790.7295 | 998.4581 | 1106.3914 | 1226.2505 | 1361.8915 | 1514.3081 | 1741.6694 | 2003.2422 | 2303.6889 | 2648.9149 | 3045.7549
Other generation | MW | SEPD | Steady Progression | Charleston | 0 | 0 | 0 | 0 | 0 | 0 | 0 | 0 | 0 | 0 | 0 | 0 | 0 | 0 | 0 | 0 | 0 | 0 | 0 | 0 | 0 | 0 | 0 | 0 | 0 | 0 | 0 | 0 | 0 | 0 | 0 | 0
Srg_BB001 | MW | SEPD | Steady Progression | Charleston | 0 | 0.15789 | 0.17368 | 50.0895 | 50.1053 | 50.121 | 50.1368 | 50.3898 | 50.4059 | 50.4221 | 50.4388 | 50.4565 | 50.5597 | 50.6666 | 50.7774 | 50.8923 | 51.0142 | 51.0415 | 51.0691 | 51.097 | 51.1249 | 51.1536 | 51.3032 | 51.4533 | 51.6036 | 51.7544 | 51.9042 | 51.9051 | 51.906 | 51.9067 | 51.9073 | 51.908
Srg_BB002 | MW | SEPD | Steady Progression | Charleston | 0 | 0 | 0.00076222 | 0.001558 | 0.0023812 | 0.0032297 | 0.0041005 | 0.012595 | 0.017109 | 0.021916 | 0.027106 | 0.032775 | 0.033839 | 0.034887 | 0.035923 | 0.036952 | 0.037978 | 0.038998 | 0.040003 | 0.041015 | 0.042017 | 0.043022 | 0.064799 | 0.08732 | 0.11072 | 0.13498 | 0.1601 | 0.1628 | 0.16488 | 0.16694 | 0.16896 | 0.17096
Data centres (MW) | MW | SEPD | Steady Progression | Clachan | 0 | 0 | 0 | 0 | 0 | 0 | 0 | 0 | 0 | 0 | 0 | 0 | 0 | 0 | 0 | 0 | 0 | 0 | 0 | 0 | 0 | 0 | 0 | 0 | 0 | 0 | 0 | 0 | 0 | 0 | 0 | 0
Dem_BB001a | Number of homes (cumulative) | SEPD | Steady Progression | Clachan | 0 | 3 | 6 | 12 | 19 | 26 | 33 | 41 | 49 | 57 | 64 | 70 | 76 | 80 | 83 | 86 | 88 | 90.1136 | 92.2377 | 93.347 | 94.4461 | 95.5803 | 95.6547 | 95.7159 | 95.7651 | 95.8042 | 95.8363 | 95.8624 | 95.8836 | 95.899 | 95.9093 | 95.9141
Dem_BB002b | Floorspace (m2) (cumulative) | SEPD | Steady Progression | Clachan | 0 | 0 | 0 | 0 | 0 | 0 | 0 | 0 | 0 | 0 | 0 | 0 | 0 | 0 | 0 | 0 | 0 | 0 | 0 | 0 | 0 | 0 | 0 | 0 | 0 | 0 | 0 | 0 | 0 | 0 | 0 | 0
Domestic direct electric heating | Number | SEPD | Steady Progression | Clachan | 468.8364 | 469.1597 | 469.4841 | 470.1321 | 470.8881 | 471.6442 | 472.4002 | 473.2642 | 474.1282 | 474.9922 | 475.7482 | 474.1545 | 473.245 | 472.102 | 470.8497 | 469.7256 | 468.1011 | 467.1196 | 465.9284 | 464.6298 | 463.4563 | 462.2909 | 461.0221 | 459.7608 | 458.5079 | 457.3777 | 456.2552 | 455.1404 | 454.0333 | 452.9337 | 451.8416 | 450.757
Gas: Hydrogen peaking | MW | SEPD | Steady Progression | Clachan | 0 | 0 | 0 | 0 | 0 | 0 | 0 | 0 | 0 | 0 | 0 | 0 | 0 | 0 | 0 | 0 | 0 | 0 | 0 | 0 | 0 | 0 | 0 | 0 | 0 | 0 | 0 | 0 | 0 | 0 | 0 | 0
Gen_BB001 | MW | SEPD | Steady Progression | Clachan | 0 | 0 | 0 | 0 | 0 | 0 | 0 | 0 | 0 | 0 | 0 | 0 | 0 | 0 | 0 | 0 | 0 | 0 | 0 | 0 | 0 | 0 | 0 | 0 | 0 | 0 | 0 | 0 | 0 | 0 | 0 | 0
Gen_BB004 | MW | SEPD | Steady Progression | Clachan | 0 | 0 | 0 | 0 | 0 | 0 | 0 | 0 | 0 | 0 | 0 | 0 | 0 | 0 | 0 | 0 | 0 | 0 | 0 | 0 | 0 | 0 | 0 | 0 | 0 | 0 | 0 | 0 | 0 | 0 | 0 | 0
Gen_BB005 | MW | SEPD | Steady Progression | Clachan | 0 | 0 | 0 | 0 | 0 | 0 | 0 | 0 | 0 | 0 | 0 | 0 | 0 | 0 | 0 | 0 | 0 | 0 | 0 | 0 | 0 | 0 | 0 | 0 | 0 | 0 | 0 | 0 | 0 | 0 | 0 | 0
Gen_BB006 | MW | SEPD | Steady Progression | Clachan | 0 | 0 | 0 | 0 | 0 | 0 | 0 | 0 | 0 | 0 | 0 | 0 | 0 | 0 | 0 | 0 | 0 | 0 | 0 | 0 | 0 | 0 | 0 | 0 | 0 | 0 | 0 | 0 | 0 | 0 | 0 | 0
Gen_BB008 | MW | SEPD | Steady Progression | Clachan | 0 | 0 | 0 | 0 | 0 | 0 | 0 | 0 | 0 | 0 | 0 | 0 | 0 | 0 | 0 | 0 | 0 | 0 | 0 | 0 | 0 | 0 | 0 | 0 | 0 | 0 | 0 | 0 | 0 | 0 | 0 | 0
Gen_BB010 | MW | SEPD | Steady Progression | Clachan | 0 | 0 | 0 | 0 | 0 | 0 | 0 | 0 | 0 | 0 | 0 | 0 | 0 | 0 | 0 | 0 | 0 | 0 | 0 | 0 | 0 | 0 | 0 | 0 | 0 | 0 | 0 | 0 | 0 | 0 | 0 | 0
Gen_BB011 | MW | SEPD | Steady Progression | Clachan | 0 | 0 | 0 | 0 | 0 | 0 | 0 | 0 | 0 | 0 | 0 | 0 | 0 | 0 | 0 | 0 | 0 | 0 | 0 | 0 | 0 | 0 | 0 | 0 | 0 | 0 | 0 | 0 | 0 | 0 | 0 | 0
Gen_BB012 | MW | SEPD | Steady Progression | Clachan | 0.01005 | 0.010294 | 0.010696 | 0.061038 | 0.061357 | 0.061623 | 0.061861 | 0.062211 | 0.062668 | 0.063225 | 0.06389 | 0.064662 | 0.065404 | 0.066122 | 0.066821 | 0.067505 | 0.068174 | 0.068823 | 0.069468 | 0.070098 | 0.070724 | 0.071347 | 0.07186 | 0.072357 | 0.072838 | 0.073306 | 0.073762 | 0.07411 | 0.074452 | 0.074788 | 0.075118 | 0.075442
Gen_BB013 | MW | SEPD | Steady Progression | Clachan | 0.15832 | 0.1604 | 0.16358 | 0.16686 | 0.17026 | 0.17346 | 0.17662 | 0.18087 | 0.18597 | 0.19097 | 0.19644 | 0.20233 | 0.20828 | 0.21363 | 0.21867 | 0.22411 | 0.22918 | 0.23423 | 0.23932 | 0.24392 | 0.24905 | 0.25421 | 0.2583 | 0.26238 | 0.26644 | 0.27109 | 0.27574 | 0.27978 | 0.28386 | 0.28794 | 0.29206 | 0.29621
Gen_BB014 | MW | SEPD | Steady Progression | Clachan | 0 | 0 | 0 | 0 | 0 | 0 | 0 | 0 | 0 | 0 | 0 | 0 | 0 | 0 | 0 | 0 | 0 | 0 | 0 | 0 | 0 | 0 | 0 | 0 | 0 | 0 | 0 | 0 | 0 | 0 | 0 | 0
Gen_BB015 | MW | SEPD | Steady Progression | Clachan | 19.3 | 19.3 | 19.3 | 19.3 | 19.3 | 19.3 | 19.3 | 19.3 | 19.3 | 19.5426 | 19.5725 | 19.6763 | 19.7328 | 19.7617 | 19.9314 | 20.1833 | 20.2113 | 20.239 | 25.0914 | 25.1185 | 25.1452 | 25.1716 | 25.1976 | 25.2233 | 25.2487 | 25.2737 | 25.2984 | 25.3232 | 25.3481 | 25.3731 | 25.3983 | 25.4236
Gen_BB016 | MW | SEPD | Steady Progression | Clachan | 0.92576 | 0.92576 | 0.92602 | 0.92632 | 0.92664 | 0.92699 | 0.92747 | 0.92815 | 0.9293 | 0.93123 | 0.93408 | 0.93745 | 0.9411 | 0.9447 | 0.94824 | 0.95172 | 0.95516 | 0.95853 | 0.96168 | 0.96462 | 0.96737 | 0.96993 | 0.97232 | 0.97456 | 0.97664 | 0.97858 | 0.98039 | 0.98211 | 0.98365 | 0.98505 | 0.9863 | 0.98743
Gen_BB017 | MW | SEPD | Steady Progression | Clachan | 0 | 0 | 0 | 0 | 0 | 0 | 0 | 0 | 0 | 0 | 0 | 0 | 0 | 0 | 0 | 0 | 0 | 0 | 0 | 0 | 0 | 0 | 0 | 0 | 0 | 0 | 0 | 0 | 0 | 0 | 0 | 0
Gen_BB018 | MW | SEPD | Steady Progression | Clachan | 76.445 | 76.445 | 76.945 | 77.135 | 77.1559 | 77.2412 | 77.2464 | 77.2713 | 77.2958 | 77.3 | 77.3239 | 77.3279 | 77.3512 | 77.3747 | 77.3777 | 77.401 | 77.404 | 77.4265 | 77.4293 | 77.4516 | 77.454 | 77.4562 | 77.4785 | 77.4805 | 77.5025 | 77.5043 | 77.506 | 77.5278 | 77.5292 | 77.5509 | 77.5521 | 77.5537
Hydrogen electrolysis | MW | SEPD | Steady Progression | Clachan | 0 | 0 | 0 | 0 | 0 | 0 | 0 | 0 | 0 | 0 | 0 | 0 | 0 | 0 | 0 | 0 | 0 | 0 | 0 | 0 | 0 | 0 | 0 | 0 | 0 | 0 | 0 | 0 | 0 | 0 | 0 | 0
Lct_BB001 | Number | SEPD | Steady Progression | Clachan | 6.7354 | 8.466 | 12.0419 | 19.7236 | 28.6484 | 40.5921 | 55.9522 | 73.0805 | 93.9454 | 119.3607 | 150.1769 | 210.9287 | 277.0662 | 343.1772 | 409.2783 | 475.4035 | 541.5212 | 634.6194 | 744.9963 | 861.7702 | 981.7893 | 1114.1639 | 1243.2295 | 1364.1101 | 1474.0418 | 1572.8373 | 1629.1202 | 1659.9863 | 1690.819 | 1720.3241 | 1750.5009 | 1779.4339
Lct_BB003 | Number | SEPD | Steady Progression | Clachan | 0 | 0 | 0 | 0 | 0 | 0 | 0 | 0 | 0 | 0 | 0 | 0 | 0 | 0 | 0 | 0 | 0 | 0 | 0 | 0 | 0 | 0 | 0 | 0 | 0 | 0 | 0 | 0 | 0 | 0 | 0 | 0
Lct_BB005 | Number | SEPD | Steady Progression | Clachan | 63.1221 | 64.3446 | 64.8407 | 65.5779 | 66.767 | 67.9766 | 69.2243 | 70.8292 | 71.4747 | 72.8223 | 75.246 | 76.7046 | 90.684 | 104.5563 | 118.3882 | 132.2889 | 146.1489 | 165.8403 | 185.4897 | 204.9841 | 224.4695 | 243.8594 | 284.0564 | 324.2656 | 364.5305 | 404.946 | 445.4844 | 479.0205 | 512.6799 | 546.5138 | 580.5564 | 614.8481
Lct_BB006 | Number | SEPD | Steady Progression | Clachan | 0 | 0 | 0 | 0 | 0 | 0 | 0 | 0 | 0 | 0 | 0 | 0 | 0 | 0 | 0 | 0 | 0 | 0 | 0 | 0 | 0 | 0 | 0 | 0 | 0 | 0 | 0 | 0 | 0 | 0 | 0 | 0
Lct_BB007 | Number | SEPD | Steady Progression | Clachan | 0 | 0 | 0 | 0 | 0 | 0 | 0 | 0 | 0 | 0 | 0 | 0 | 0 | 0 | 0 | 0 | 0 | 0 | 0 | 0 | 0 | 0 | 0 | 0 | 0 | 0 | 0 | 0 | 0 | 0 | 0 | 0
Lct_BB008 | Number | SEPD | Steady Progression | Clachan | 0 | 0 | 0 | 0 | 0 | 0 | 0 | 0 | 0 | 0 | 0 | 0 | 0 | 0 | 0 | 0 | 0 | 0 | 0 | 0 | 0 | 0 | 0 | 0 | 0 | 0 | 0 | 0 | 0 | 0 | 0 | 0
Lct_BB010b | MW | SEPD | Steady Progression | Clachan | 0.035 | 0.0434 | 0.0574 | 0.0966 | 0.1246 | 0.1596 | 0.2324 | 0.294 | 0.3738 | 0.469 | 0.57767 | 0.82927 | 1.1148 | 1.3473 | 1.5814 | 1.8143 | 2.0474 | 2.4446 | 2.8657 | 3.5333 | 4.5118 | 5.6972 | 6.5142 | 6.8325 | 6.9743 | 7.0695 | 7.0759 | 7.0871 | 7.1011 | 7.1977 | 7.2061 | 7.2117
Lct_BB011b | MW | SEPD | Steady Progression | Clachan | 0 | 0.0001 | 0.00155 | 0.00316 | 0.00478 | 0.00689 | 0.0093 | 0.01171 | 0.0146 | 0.01802 | 0.02181 | 0.02619 | 0.03242 | 0.03967 | 0.04785 | 0.0572 | 0.06762 | 0.07958 | 0.09254 | 0.10626 | 0.12051 | 0.13408 | 0.14704 | 0.15901 | 0.16971 | 0.17899 | 0.18691 | 0.18964 | 0.19234 | 0.19504 | 0.19776 | 0.20037
Lct_BB012b | MW | SEPD | Steady Progression | Clachan | 0.054 | 0.054 | 0.054 | 0.05433 | 0.05473 | 0.05531 | 0.056 | 0.05661 | 0.05736 | 0.05823 | 0.05924 | 0.06041 | 0.06241 | 0.06469 | 0.0672 | 0.06994 | 0.07289 | 0.07624 | 0.07971 | 0.08322 | 0.08673 | 0.08969 | 0.09235 | 0.0946 | 0.09642 | 0.09782 | 0.0989 | 0.09899 | 0.09905 | 0.09911 | 0.09914 | 0.09914
Lct_BB013b | MW | SEPD | Steady Progression | Clachan | 0 | 0 | 5e-05 | 9e-05 | 0.00011 | 0.00013 | 0.00014 | 0.00025 | 0.00038 | 0.00053 | 0.00071 | 0.00091 | 0.00129 | 0.00174 | 0.00226 | 0.00285 | 0.00352 | 0.00429 | 0.00513 | 0.00602 | 0.00695 | 0.00784 | 0.0087 | 0.00951 | 0.01025 | 0.0109 | 0.01141 | 0.01164 | 0.01184 | 0.01201 | 0.01216 | 0.01217
Lct_BB014 | Number | SEPD | Steady Progression | Clachan | 0.73398 | 0.73962 | 0.85337 | 0.98134 | 1.1349 | 1.3101 | 1.511 | 1.0357 | 1.1802 | 1.349 | 1.5392 | 1.7559 | 1.9443 | 2.2355 | 2.5756 | 2.9644 | 3.4131 | 3.7425 | 4.1125 | 4.5268 | 4.9903 | 5.5132 | 7.5492 | 8.3652 | 9.2715 | 10.297 | 11.4494 | 13.1685 | 15.1462 | 17.4178 | 20.028 | 23.0285
Other generation | MW | SEPD | Steady Progression | Clachan | 0 | 0 | 0 | 0 | 0 | 0 | 0 | 0 | 0 | 0 | 0 | 0 | 0 | 0 | 0 | 0 | 0 | 0 | 0 | 0 | 0 | 0 | 0 | 0 | 0 | 0 | 0 | 0 | 0 | 0 | 0 | 0
Srg_BB001 | MW | SEPD | Steady Progression | Clachan | 0 | 0 | 0.0099005 | 0.020137 | 0.030521 | 0.040578 | 0.056537 | 0.133 | 0.15726 | 0.18105 | 0.20793 | 0.24827 | 0.2512 | 0.25364 | 0.25576 | 0.26027 | 0.28396 | 0.30583 | 0.3342 | 0.36276 | 0.3904 | 0.42069 | 0.43001 | 0.4415 | 0.45381 | 0.46879 | 0.47792 | 0.4826 | 0.48717 | 0.49082 | 0.49391 | 0.49743
Srg_BB002 | MW | SEPD | Steady Progression | Clachan | 0 | 0 | 0.00016019 | 0.00032587 | 0.00049583 | 0.00066983 | 0.00084738 | 0.0025646 | 0.0034678 | 0.0044137 | 0.0054161 | 0.0064886 | 0.0066862 | 0.0068774 | 0.0070634 | 0.0072454 | 0.0074244 | 0.0076001 | 0.007771 | 0.0079411 | 0.0081076 | 0.0082731 | 0.011824 | 0.015467 | 0.019223 | 0.023089 | 0.027063 | 0.027488 | 0.027815 | 0.028135 | 0.028449 | 0.028758
Data centres (MW) | MW | SEPD | Steady Progression | Clayhills | 0 | 0 | 0 | 0 | 0 | 0 | 0 | 0 | 0 | 0 | 0 | 0 | 0 | 0 | 0 | 0 | 0 | 0 | 0 | 0 | 0 | 0 | 0 | 0 | 0 | 0 | 0 | 0 | 0 | 0 | 0 | 0
Dem_BB001a | Number of homes (cumulative) | SEPD | Steady Progression | Clayhills | 0 | 8.7805 | 24.7204 | 43.8771 | 77.0457 | 114.195 | 124.3828 | 134.5259 | 144.6054 | 154.789 | 164.8464 | 175.1861 | 184.366 | 192.5074 | 192.5074 | 192.5074 | 192.5074 | 193.7581 | 195.1247 | 196.3288 | 197.4201 | 198.3515 | 198.8681 | 199.2924 | 199.6341 | 199.9056 | 200.128 | 200.3095 | 200.4566 | 200.5634 | 200.6344 | 200.668
Dem_BB002b | Floorspace (m2) (cumulative) | SEPD | Steady Progression | Clayhills | 0 | 0 | 0 | 0 | 0 | 0 | 0 | 0 | 0 | 0 | 0 | 0 | 0 | 0 | 0 | 0 | 0 | 0 | 0 | 0 | 0 | 0 | 0 | 0 | 0 | 0 | 0 | 0 | 0 | 0 | 0 | 0
Domestic direct electric heating | Number | SEPD | Steady Progression | Clayhills | 2184.2117 | 2185.1723 | 2186.9061 | 2188.9582 | 2192.5224 | 2196.5185 | 2197.5984 | 2198.6784 | 2199.7584 | 2200.8384 | 2201.9184 | 2164.567 | 2145.967 | 2127.7906 | 2110.0589 | 2092.8849 | 2078.2221 | 2067.8469 | 2054.6942 | 2042.0752 | 2029.5229 | 2017.269 | 2006.2823 | 1995.4535 | 1984.8045 | 1974.3356 | 1963.9334 | 1953.7132 | 1943.4477 | 1933.3656 | 1923.3537 | 1913.4127
Gas: Hydrogen peaking | MW | SEPD | Steady Progression | Clayhills | 0 | 0 | 0 | 0 | 0 | 0 | 0 | 0 | 0 | 0 | 0 | 0 | 0 | 0 | 0 | 0 | 0 | 0 | 0 | 0 | 0 | 0 | 0 | 0 | 0 | 0 | 0 | 0 | 0 | 0 | 0 | 0
Gen_BB001 | MW | SEPD | Steady Progression | Clayhills | 0 | 0 | 0 | 0 | 0 | 0 | 0 | 0 | 0 | 0 | 0 | 0 | 0 | 0 | 0 | 0 | 0 | 0 | 0 | 0 | 0 | 0 | 0 | 0 | 0 | 0 | 0 | 0 | 0 | 0 | 0 | 0
Gen_BB004 | MW | SEPD | Steady Progression | Clayhills | 1 | bar: 2020 to 2050
Gen_BB005 | MW | SEPD | Steady Progression | Clayhills | 0 | 0 | 0 | 0 | 0 | 0 | 0 | 0 | 0 | 0 | 0 | 0 | 0 | 0 | 0 | 0 | 0 | 0 | 0 | 0 | 0 | 0 | 0 | 0 | 0 | 0 | 0 | 0 | 0 | 0 | 0 | 0
Gen_BB006 | MW | SEPD | Steady Progression | Clayhills | 0 | 0 | 0 | 0 | 0 | 0 | 0 | 0 | 0 | 0 | 0 | 0 | 0 | 0 | 0 | 0 | 0 | 0 | 0 | 0 | 0 | 0 | 0 | 0 | 0 | 0 | 0 | 0 | 0 | 0 | 0 | 0
Gen_BB008 | MW | SEPD | Steady Progression | Clayhills | 0 | 0 | 0 | 0 | 0 | 0 | 0 | 0 | 0 | 0 | 0 | 0 | 0 | 0 | 0 | 0 | 0 | 0 | 0 | 0 | 0 | 0 | 0 | 0 | 0 | 0 | 0 | 0 | 0 | 0 | 0 | 0
Gen_BB010 | MW | SEPD | Steady Progression | Clayhills | 0 | 0 | 0 | 0 | 0 | 0 | 0 | 0 | 0 | 0 | 0 | 0 | 0 | 0 | 0 | 0 | 0 | 0 | 0 | 0 | 0 | 0 | 0 | 0 | 0 | 0 | 0 | 0 | 0 | 0 | 0 | 0
Gen_BB011 | MW | SEPD | Steady Progression | Clayhills | 0 | 0 | 16 | 16 | 16 | 16 | 16 | 16 | 16 | 16 | 16 | 16 | 16 | 16 | 16 | 16 | 16 | 16 | 16 | 16 | 16 | 16 | 16 | 16 | 16 | 16 | 16 | 16 | 16 | 16 | 16 | 16
Gen_BB012 | MW | SEPD | Steady Progression | Clayhills | 0.1923 | 0.42546 | 0.42581 | 0.42617 | 0.42657 | 0.42695 | 0.42731 | 0.4279 | 0.42875 | 0.43002 | 0.43176 | 0.43407 | 0.43657 | 0.43924 | 0.44206 | 0.44503 | 0.44811 | 0.45128 | 0.45457 | 0.45794 | 0.4614 | 0.46499 | 0.46804 | 0.47108 | 0.47411 | 0.47713 | 0.48014 | 0.48248 | 0.4848 | 0.48711 | 0.48941 | 0.49169
Gen_BB013 | MW | SEPD | Steady Progression | Clayhills | 0.092921 | 0.1072 | 0.1307 | 0.15177 | 0.17436 | 0.19557 | 0.21036 | 0.23125 | 0.25793 | 0.29461 | 0.33848 | 0.38947 | 0.44062 | 0.49212 | 0.54439 | 0.59818 | 0.65364 | 0.71037 | 0.76578 | 0.82294 | 0.88054 | 0.93974 | 0.99805 | 1.0571 | 1.117 | 1.1777 | 1.2389 | 1.294 | 1.3489 | 1.4049 | 1.4615 | 1.5186
Gen_BB014 | MW | SEPD | Steady Progression | Clayhills | 0 | 0 | 0 | 0 | 0 | 0 | 0 | 0 | 0 | 0 | 0 | 0 | 0 | 0 | 0 | 0 | 0 | 0 | 0 | 0 | 0 | 0 | 0 | 0 | 0 | 0 | 0 | 0 | 0 | 0 | 0 | 0
Gen_BB015 | MW | SEPD | Steady Progression | Clayhills | 0 | 0 | 0 | 0 | 0 | 0 | 0 | 0 | 0 | 0 | 0 | 0 | 0 | 0 | 0 | 0 | 0 | 0 | 0 | 0 | 0 | 0 | 0 | 0 | 0 | 0 | 0 | 0 | 0 | 0 | 0 | 0
Gen_BB016 | MW | SEPD | Steady Progression | Clayhills | 0 | 0 | 0 | 0 | 0 | 0 | 0 | 0 | 0 | 0 | 0 | 0 | 0 | 0 | 0 | 0 | 0 | 0 | 0 | 0 | 0 | 0 | 0 | 0 | 0 | 0 | 0 | 0 | 0 | 0 | 0 | 0
Gen_BB017 | MW | SEPD | Steady Progression | Clayhills | 0 | 0 | 0 | 0 | 0 | 0 | 0 | 0 | 0 | 0 | 0 | 0 | 0 | 0 | 0 | 0 | 0 | 0 | 0 | 0 | 0 | 0 | 0 | 0 | 0 | 0 | 0 | 0 | 0 | 0 | 0 | 0
Gen_BB018 | MW | SEPD | Steady Progression | Clayhills | 0 | 0 | 0 | 0 | 0 | 0 | 0 | 0 | 0 | 0 | 0 | 0 | 0 | 0 | 0 | 0 | 0 | 0 | 0 | 0 | 0 | 0 | 0 | 0 | 0 | 0 | 0 | 0 | 0 | 0 | 0 | 0
Hydrogen electrolysis | MW | SEPD | Steady Progression | Clayhills | 0 | 0 | 0 | 0 | 0 | 0 | 0 | 0 | 0 | 0 | 0 | 0 | 0 | 0 | 0 | 0 | 0 | 0 | 0 | 0 | 0 | 0 | 0 | 0 | 0 | 0 | 0 | 0 | 0 | 0 | 0 | 0
Lct_BB001 | Number | SEPD | Steady Progression | Clayhills | 37.3794 | 48.4621 | 72.5732 | 125.5137 | 191.3232 | 283.6017 | 408.3225 | 556.1146 | 744.6842 | 984.5323 | 1287.5254 | 1719.5753 | 2252.1284 | 2785.9227 | 3321.0338 | 3857.6907 | 4396.0797 | 5003.7699 | 5934.2037 | 6935.9337 | 7986.7671 | 9160.9612 | 10334.1235 | 11466.4244 | 12531.5525 | 13525.3197 | 14731.7195 | 15084.7131 | 15439.5423 | 15783.7101 | 16134.1118 | 16454.3682
Lct_BB003 | Number | SEPD | Steady Progression | Clayhills | 2.8848 | 3.3273 | 4.204 | 5.422 | 6.8224 | 8.4923 | 10.5007 | 12.9339 | 15.6931 | 18.9454 | 22.9717 | 27.9075 | 34.3603 | 42.3686 | 52.2665 | 64.3185 | 79.0959 | 96.6861 | 117.373 | 140.8722 | 166.6202 | 195.9412 | 226.6339 | 257.6213 | 287.2349 | 314.8663 | 339.1387 | 359.9085 | 377.8063 | 392.6587 | 405.146 | 416.0059
Lct_BB005 | Number | SEPD | Steady Progression | Clayhills | 2.146 | 54.0026 | 65.9825 | 95.1289 | 147.4357 | 195.4148 | 244.3676 | 304.1789 | 317.7713 | 321.5117 | 328.3588 | 332.6777 | 383.002 | 433.4776 | 484.2411 | 535.4077 | 586.9233 | 657.4512 | 718.066 | 778.852 | 839.5342 | 900.2523 | 1024.9442 | 1149.9674 | 1275.4248 | 1401.4277 | 1528.0193 | 1633.446 | 1733.9716 | 1832.4239 | 1923.7224 | 2012.3351
Lct_BB006 | Number | SEPD | Steady Progression | Clayhills | 0 | 0 | 5.1501 | 10.2476 | 15.2942 | 20.2885 | 25.2296 | 61.1918 | 96.6391 | 112.4147 | 127.9583 | 143.2682 | 184.6839 | 225.7596 | 266.4945 | 306.8869 | 346.9405 | 366.4784 | 385.7612 | 404.7935 | 423.5726 | 442.0992 | 489.3414 | 535.7915 | 581.4508 | 626.3179 | 670.394 | 756.1948 | 841.9956 | 927.7964 | 1013.5972 | 1099.398
Lct_BB007 | Number | SEPD | Steady Progression | Clayhills | 81.8798 | 87.692 | 86.1826 | 91.9654 | 97.259 | 102.2738 | 107.5271 | 114.1287 | 115.5029 | 117.1505 | 120.6094 | 122.54 | 146.2801 | 170.0202 | 193.7602 | 217.5003 | 241.2403 | 275.0649 | 308.723 | 342.2147 | 375.5399 | 408.6987 | 478.0574 | 547.4161 | 616.7748 | 686.1335 | 755.4921 | 812.5756 | 869.659 | 926.7425 | 983.826 | 1040.9094
Lct_BB008 | Number | SEPD | Steady Progression | Clayhills | 0 | 0 | 0.16938 | 0.3371 | 0.50308 | 0.66735 | 0.82988 | 2.0125 | 3.1783 | 4.3271 | 5.4589 | 6.5738 | 9.5897 | 12.5807 | 15.5471 | 18.4886 | 21.4053 | 22.828 | 24.2322 | 25.6181 | 26.9856 | 28.3346 | 31.7748 | 35.1573 | 38.4822 | 41.7494 | 44.959 | 51.207 | 57.455 | 63.703 | 69.951 | 76.199
Lct_BB010b | MW | SEPD | Steady Progression | Clayhills | 0.102 | 0.13621 | 0.24172 | 0.40265 | 0.59035 | 0.84838 | 1.1775 | 1.5012 | 1.8725 | 2.3169 | 2.7918 | 3.5997 | 4.4807 | 5.3982 | 6.3502 | 7.391 | 8.397 | 9.8366 | 11.382 | 12.9748 | 14.6936 | 16.6894 | 18.5602 | 20.5877 | 22.3726 | 23.7735 | 24.5883 | 24.9327 | 25.2491 | 25.5571 | 25.8903 | 26.2487
Lct_BB011b | MW | SEPD | Steady Progression | Clayhills | 0.156 | 0.1856 | 0.21316 | 0.2766 | 0.34131 | 0.41913 | 0.51067 | 0.60335 | 0.70905 | 0.8305 | 0.97042 | 1.1315 | 1.355 | 1.6148 | 1.9139 | 2.2536 | 2.6376 | 3.0776 | 3.5585 | 4.0701 | 4.6022 | 5.1269 | 5.6401 | 6.1277 | 6.5745 | 6.9726 | 7.3209 | 7.5076 | 7.6893 | 7.8707 | 8.0549 | 8.232
Lct_BB012b | MW | SEPD | Steady Progression | Clayhills | 0.483 | 0.5046 | 0.52653 | 0.58555 | 0.6453 | 0.72185 | 0.81232 | 0.91218 | 1.0287 | 1.165 | 1.3239 | 1.5085 | 1.7879 | 2.1126 | 2.4859 | 2.908 | 3.3805 | 3.9248 | 4.5133 | 5.1336 | 5.7754 | 6.3736 | 6.9452 | 7.4754 | 7.9473 | 8.3528 | 8.7575 | 8.8314 | 8.8856 | 8.9233 | 8.9509 | 8.9509
Lct_BB013b | MW | SEPD | Steady Progression | Clayhills | 0 | 0 | 0 | 0 | 0 | 0 | 0 | 0 | 0 | 0 | 0 | 0 | 0 | 0 | 0 | 0 | 0 | 0 | 0 | 0 | 0 | 0 | 0 | 0 | 0 | 0 | 0 | 0 | 0 | 0 | 0 | 0
Lct_BB014 | Number | SEPD | Steady Progression | Clayhills | 116.6311 | 117.5262 | 135.6022 | 155.9357 | 180.3356 | 208.1738 | 240.1006 | 257.7004 | 293.6478 | 335.6611 | 382.9849 | 436.8957 | 595.3712 | 684.5454 | 788.6829 | 907.7157 | 1045.1117 | 1146.0026 | 1259.2725 | 1386.1644 | 1528.0736 | 1688.19 | 2056.0984 | 2278.3626 | 2525.1853 | 2804.5071 | 3118.3747 | 3586.5739 | 4125.2237 | 4743.9257 | 5454.8406 | 6272.0427
Other generation | MW | SEPD | Steady Progression | Clayhills | 0 | 0 | 0 | 0 | 0 | 0 | 0 | 0 | 0 | 0 | 0 | 0 | 0 | 0 | 0 | 0 | 0 | 0 | 0 | 0 | 0 | 0 | 0 | 0 | 0 | 0 | 0 | 0 | 0 | 0 | 0 | 0
Srg_BB001 | MW | SEPD | Steady Progression | Clayhills | 0 | 0.37447 | 0.41192 | 0.44936 | 0.48681 | 0.52426 | 0.56171 | 1.1609 | 1.1983 | 1.2358 | 1.2732 | 1.3106 | 1.5548 | 1.8079 | 2.0701 | 2.3412 | 2.6213 | 2.6775 | 2.7336 | 2.7898 | 2.846 | 2.9021 | 3.2532 | 3.6043 | 3.9553 | 4.3064 | 4.6575 | 4.6575 | 4.6575 | 4.6575 | 4.6575 | 4.6575
Srg_BB002 | MW | SEPD | Steady Progression | Clayhills | 0 | 0 | 0.00012561 | 0.00027196 | 0.00043736 | 0.0006194 | 0.00081648 | 0.0028802 | 0.0040702 | 0.0054756 | 0.007161 | 0.0091996 | 0.0096156 | 0.010054 | 0.010515 | 0.010997 | 0.011499 | 0.01202 | 0.012551 | 0.013103 | 0.013666 | 0.014248 | 0.027098 | 0.04065 | 0.054987 | 0.070102 | 0.085993 | 0.087723 | 0.089073 | 0.090415 | 0.091752 | 0.093084
Data centres (MW) | MW | SEPD | Steady Progression | Coupar Angus | 0 | 0 | 0 | 0 | 0 | 0 | 0 | 0 | 0 | 0 | 0 | 0 | 0 | 0 | 0 | 0 | 0 | 0 | 0 | 0 | 0 | 0 | 0 | 0 | 0 | 0 | 0 | 0 | 0 | 0 | 0 | 0
Dem_BB001a | Number of homes (cumulative) | SEPD | Steady Progression | Coupar Angus | 0 | 68.4187 | 112.9181 | 171.2924 | 233.6757 | 330.0444 | 443.442 | 573.8061 | 696.1223 | 807.5168 | 911.8164 | 1017.3405 | 1091.3405 | 1163.3405 | 1231.3405 | 1301.3405 | 1364.3405 | 1405.7689 | 1448.3296 | 1482.7048 | 1510.9512 | 1534.0705 | 1547.6913 | 1559.2013 | 1568.6119 | 1575.9381 | 1581.2055 | 1584.4235 | 1586.6003 | 1588.7286 | 1589.8139 | 1590.8544
Dem_BB002b | Floorspace (m2) (cumulative) | SEPD | Steady Progression | Coupar Angus | 0 | 0 | 0 | 2880 | 4230 | 9106.6176 | 18831.9118 | 30628.3824 | 35246.0294 | 40054.8529 | 45054.8529 | 50246.0294 | 63388.3824 | 77296.0784 | 107432.9412 | 124688.9706 | 132612.5 | 138241.9118 | 143680.1471 | 148927.2059 | 153983.0882 | 158181.1275 | 161521.3235 | 162691.1765 | 162882.3529 | 162882.3529 | 162882.3529 | 162882.3529 | 162882.3529 | 162882.3529 | 162882.3529 | 162882.3529
Domestic direct electric heating | Number | SEPD | Steady Progression | Coupar Angus | 1984.8639 | 1992.2053 | 1996.9581 | 2003.2221 | 2009.9182 | 2020.2865 | 2032.4909 | 2046.5313 | 2059.7076 | 2071.6958 | 2082.9279 | 2081.7229 | 2077.8662 | 2074.6618 | 2071.5058 | 2069.2248 | 2067.5687 | 2066.5285 | 2063.533 | 2060.0182 | 2056.2174 | 2052.2444 | 2048.3486 | 2044.6329 | 2040.9767 | 2037.2636 | 2033.4941 | 2029.5546 | 2025.5591 | 2021.6207 | 2017.6256 | 2013.6871
Gas: Hydrogen peaking | MW | SEPD | Steady Progression | Coupar Angus | 0 | 0 | 0 | 0 | 0 | 0 | 0 | 0 | 0 | 0 | 0 | 0 | 0 | 0 | 0 | 0 | 0 | 0 | 0 | 0 | 0 | 0 | 0 | 0 | 0 | 0 | 0 | 0 | 0 | 0 | 0 | 0
Gen_BB001 | MW | SEPD | Steady Progression | Coupar Angus | 0.075 | 0.075 | 0.075 | 0.075 | 0.075 | 0.075 | 0.075 | 0.075 | 0.075 | 0.075 | 0.075 | 0.075 | 0.075 | 0.075 | 0.075 | 0.075 | 0.075 | 0.075 | 0.075 | 0.075 | 0.075 | 0.075 | 0.075 | 0.075 | 0.075 | 0.075 | 0.075 | 0.075 | 0.075 | 0.075 | 0.075 | 0.075
Gen_BB004 | MW | SEPD | Steady Progression | Coupar Angus | 0 | 0 | 0 | 0 | 0 | 0 | 0 | 0 | 0 | 0 | 0 | 0 | 0 | 0 | 0 | 0 | 0 | 0 | 0 | 0 | 0 | 0 | 0 | 0 | 0 | 0 | 0 | 0 | 0 | 0 | 0 | 0
Gen_BB005 | MW | SEPD | Steady Progression | Coupar Angus | 0 | 0 | 0 | 0 | 0 | 0 | 0 | 0 | 0 | 0 | 0 | 0 | 0 | 0 | 0 | 0 | 0 | 0 | 0 | 0 | 0 | 0 | 0 | 0 | 0 | 0 | 0 | 0 | 0 | 0 | 0 | 0
Gen_BB006 | MW | SEPD | Steady Progression | Coupar Angus | 0 | 0 | 0 | 0 | 0 | 0 | 0 | 0 | 0 | 0 | 0 | 0 | 0 | 0 | 0 | 0 | 0 | 0 | 0 | 0 | 0 | 0 | 0 | 0 | 0 | 0 | 0 | 0 | 0 | 0 | 0 | 0
Gen_BB008 | MW | SEPD | Steady Progression | Coupar Angus | 0 | 0 | 0 | 0 | 0 | 0 | 0 | 0 | 0 | 0 | 0 | 0 | 0 | 0 | 0 | 0 | 0 | 0 | 0 | 0 | 0 | 0 | 0 | 0 | 0 | 0 | 0 | 0 | 0 | 0 | 0 | 0
Gen_BB010 | MW | SEPD | Steady Progression | Coupar Angus | 0 | 0 | 0 | 0.245 | 0.245 | 0.245 | 0.245 | 0.245 | 0.245 | 0.245 | 0.245 | 0.245 | 0.245 | 0.245 | 0.245 | 0.245 | 0.245 | 0.245 | 0.245 | 0.245 | 0.245 | 0.245 | 0.245 | 0.245 | 0.245 | 0.245 | 0.245 | 0.245 | 0.245 | 0.245 | 0.245 | 0.245
Gen_BB011 | MW | SEPD | Steady Progression | Coupar Angus | 0 | 0 | 0 | 0 | 0 | 0 | 0 | 0 | 0 | 0 | 0 | 0 | 0 | 0 | 0 | 0 | 0 | 0 | 0 | 0 | 0 | 0 | 0 | 0 | 0 | 0 | 0 | 0 | 0 | 0 | 0 | 0
Gen_BB012 | MW | SEPD | Steady Progression | Coupar Angus | 1.1665 | 1.1703 | 1.5515 | 1.5566 | 1.5614 | 1.5653 | 1.5687 | 1.5737 | 1.5801 | 1.5881 | 1.5976 | 1.6085 | 1.6189 | 1.6289 | 1.6385 | 1.6478 | 1.6569 | 1.6656 | 1.6742 | 1.6826 | 1.6909 | 1.6991 | 1.7058 | 1.7123 | 1.7185 | 1.7245 | 1.7304 | 1.7349 | 1.7392 | 1.7435 | 1.7477 | 1.7518
Gen_BB013 | MW | SEPD | Steady Progression | Coupar Angus | 2.4803 | 2.4993 | 2.5234 | 2.5478 | 2.573 | 2.6038 | 2.639 | 2.6846 | 2.7349 | 2.7962 | 2.864 | 2.9405 | 3.0117 | 3.0858 | 3.1616 | 3.242 | 3.3234 | 3.3978 | 3.4715 | 3.5436 | 3.6154 | 3.687 | 3.7533 | 3.8206 | 3.8885 | 3.9563 | 4.0243 | 4.0848 | 4.1453 | 4.2065 | 4.2677 | 4.3295
Gen_BB014 | MW | SEPD | Steady Progression | Coupar Angus | 0 | 0 | 0 | 0 | 0 | 0 | 0 | 0 | 0 | 0 | 0 | 0 | 0 | 0 | 0 | 0 | 0 | 0 | 0 | 0 | 0 | 0 | 0 | 0 | 0 | 0 | 0 | 0 | 0 | 0 | 0 | 0
Gen_BB015 | MW | SEPD | Steady Progression | Coupar Angus | 69.85 | 69.85 | 69.85 | 69.85 | 69.85 | 69.85 | 69.85 | 69.85 | 69.85 | 71.9862 | 72.2489 | 73.1631 | 73.6603 | 73.9152 | 75.409 | 77.6266 | 77.8734 | 81.6925 | 81.9336 | 90.1718 | 90.4069 | 90.6391 | 90.8684 | 91.0947 | 91.318 | 91.5383 | 91.7555 | 91.9738 | 94.4932 | 98.3012 | 98.5227 | 98.7454
Gen_BB016 | MW | SEPD | Steady Progression | Coupar Angus | 3.7518 | 3.7518 | 3.7541 | 3.7567 | 3.7595 | 3.7627 | 3.7668 | 3.7728 | 3.783 | 3.7999 | 3.825 | 3.8547 | 3.8868 | 3.9185 | 3.9497 | 3.9803 | 4.0106 | 4.0403 | 4.0681 | 4.0939 | 4.1182 | 4.1407 | 4.1617 | 4.1814 | 4.1997 | 4.2168 | 4.2328 | 4.2479 | 4.2615 | 4.2738 | 4.2848 | 4.2948
Gen_BB017 | MW | SEPD | Steady Progression | Coupar Angus | 0 | 0 | 0 | 0 | 0 | 0 | 0 | 0 | 0 | 0 | 0 | 0 | 0 | 0 | 0 | 0 | 0 | 0 | 0 | 0 | 0 | 0 | 0 | 0 | 0 | 0 | 0 | 0 | 0 | 0 | 0 | 0
Gen_BB018 | MW | SEPD | Steady Progression | Coupar Angus | 2.0041 | 2.0041 | 2.0041 | 2.0041 | 2.0064 | 2.0156 | 2.0161 | 2.0188 | 2.0215 | 2.0219 | 2.0245 | 2.0249 | 2.0274 | 2.03 | 2.0303 | 2.0328 | 2.0331 | 2.0356 | 2.0359 | 2.0383 | 2.0385 | 2.0388 | 2.0412 | 2.0414 | 2.0438 | 2.044 | 2.0442 | 2.0465 | 2.0467 | 2.049 | 2.0491 | 2.0493
Hydrogen electrolysis | MW | SEPD | Steady Progression | Coupar Angus | 0 | 0 | 0 | 0 | 0 | 0 | 0 | 0 | 0 | 0 | 0 | 0 | 0 | 0 | 0 | 0 | 0 | 0 | 0 | 0 | 0 | 0 | 0 | 0 | 0 | 0 | 0 | 0 | 0 | 0 | 0 | 0
Lct_BB001 | Number | SEPD | Steady Progression | Coupar Angus | 71.2017 | 90.2245 | 133.5175 | 222.3923 | 326.7946 | 465.7102 | 645.6495 | 847.9721 | 1095.8333 | 1397.9615 | 1765.2358 | 2390.6269 | 3129.7469 | 3872.1251 | 4618.461 | 5369.3136 | 6125.0136 | 7151.0542 | 8406.7731 | 9742.5689 | 11126.5396 | 12657.8675 | 14166.8485 | 15601.8111 | 16930.8491 | 18152.4031 | 19077.5103 | 19550.7073 | 20031.5187 | 20504.7808 | 20991.8701 | 21465.5481
Lct_BB003 | Number | SEPD | Steady Progression | Coupar Angus | 5.5143 | 6.3992 | 8.0897 | 10.2389 | 12.7037 | 15.6461 | 19.187 | 23.7412 | 29.3198 | 35.802 | 43.7506 | 53.7785 | 66.1733 | 81.2926 | 99.9437 | 122.6051 | 150.34 | 183.2808 | 221.9361 | 265.737 | 313.5976 | 368.0037 | 424.789 | 481.9345 | 536.3277 | 586.858 | 630.9827 | 668.4724 | 700.5342 | 726.8697 | 748.764 | 767.6022
Lct_BB005 | Number | SEPD | Steady Progression | Coupar Angus | 118.4011 | 129.9856 | 133.9805 | 140.9193 | 151.858 | 163.8191 | 177.193 | 193.6108 | 201.6401 | 211.7156 | 226.7743 | 238.1286 | 309.0983 | 380.6749 | 452.3961 | 524.8958 | 597.7464 | 697.3394 | 796.5808 | 895.2594 | 993.5965 | 1091.4524 | 1290.3713 | 1489.7105 | 1689.4653 | 1889.6729 | 2090.5866 | 2257.706 | 2425.653 | 2594.4893 | 2764.5409 | 2935.8712
Lct_BB006 | Number | SEPD | Steady Progression | Coupar Angus | 0 | 0 | 0.6356 | 1.2659 | 1.8896 | 2.5065 | 3.1172 | 7.587 | 11.9953 | 19.7633 | 27.4203 | 34.9595 | 55.3589 | 75.5899 | 95.6519 | 115.5453 | 135.2718 | 144.8923 | 154.3895 | 163.7624 | 173.0105 | 182.1351 | 205.4024 | 228.2801 | 250.7675 | 272.866 | 294.5748 | 336.8339 | 379.093 | 421.3521 | 463.6112 | 505.8703
Lct_BB007 | Number | SEPD | Steady Progression | Coupar Angus | 22.596 | 24.1999 | 23.7833 | 25.3792 | 26.84 | 28.2239 | 29.6737 | 31.4955 | 31.8747 | 32.3294 | 33.2839 | 33.8167 | 40.3682 | 46.9196 | 53.471 | 60.0225 | 66.5739 | 75.9082 | 85.1967 | 94.4392 | 103.6358 | 112.7865 | 131.927 | 151.0676 | 170.2081 | 189.3487 | 208.4892 | 224.2423 | 239.9953 | 255.7483 | 271.5013 | 287.2543
Lct_BB008 | Number | SEPD | Steady Progression | Coupar Angus | 0 | 0 | 0.04674 | 0.09301 | 0.13882 | 0.18416 | 0.22901 | 0.55536 | 0.87704 | 1.1941 | 1.5064 | 1.8141 | 2.6464 | 3.4718 | 4.2904 | 5.1021 | 5.907 | 6.2996 | 6.6871 | 7.0695 | 7.4469 | 7.8192 | 8.7685 | 9.702 | 10.6195 | 11.5211 | 12.4069 | 14.1311 | 15.8553 | 17.5796 | 19.3038 | 21.028
Lct_BB010b | MW | SEPD | Steady Progression | Coupar Angus | 0.595 | 0.69307 | 0.78245 | 1.0432 | 1.4394 | 1.9621 | 2.5697 | 3.2528 | 4.0408 | 5.0671 | 6.2696 | 8.6266 | 10.9218 | 13.0564 | 15.1162 | 17.3765 | 19.7367 | 23.3581 | 27.8167 | 35.2759 | 43.2948 | 51.3177 | 56.5017 | 60.0642 | 62.4917 | 63.9179 | 64.1781 | 64.5687 | 64.9453 | 65.1959 | 65.4381 | 65.7265
Lct_BB011b | MW | SEPD | Steady Progression | Coupar Angus | 0.014 | 0.0185 | 0.0431 | 0.07524 | 0.10751 | 0.1459 | 0.19143 | 0.23725 | 0.2896 | 0.34938 | 0.41838 | 0.49715 | 0.60974 | 0.74013 | 0.88897 | 1.0579 | 1.2479 | 1.4644 | 1.6991 | 1.9479 | 2.2044 | 2.4512 | 2.6894 | 2.9118 | 3.1107 | 3.2836 | 3.4304 | 3.4869 | 3.5424 | 3.5979 | 3.6538 | 3.7081
Lct_BB012b | MW | SEPD | Steady Progression | Coupar Angus | 0.337 | 0.3384 | 0.34016 | 0.35219 | 0.36453 | 0.38094 | 0.40059 | 0.42111 | 0.44625 | 0.47517 | 0.50961 | 0.55002 | 0.61578 | 0.69138 | 0.77746 | 0.87409 | 0.98096 | 1.1027 | 1.2323 | 1.3685 | 1.507 | 1.6323 | 1.7499 | 1.8564 | 1.9497 | 2.0277 | 2.0989 | 2.1151 | 2.1284 | 2.1387 | 2.1462 | 2.1462
Lct_BB013b | MW | SEPD | Steady Progression | Coupar Angus | 0 | 0.0013 | 0.00252 | 0.00459 | 0.00536 | 0.00639 | 0.00694 | 0.0126 | 0.01919 | 0.02684 | 0.03568 | 0.04584 | 0.06498 | 0.08732 | 0.11315 | 0.14254 | 0.17573 | 0.21395 | 0.25566 | 0.3 | 0.34619 | 0.39056 | 0.43356 | 0.47408 | 0.51089 | 0.5434 | 0.56858 | 0.5798 | 0.58958 | 0.59803 | 0.60545 | 0.60588
Lct_BB014 | Number | SEPD | Steady Progression | Coupar Angus | 14.756 | 14.8693 | 17.1562 | 19.7288 | 22.8159 | 26.3379 | 30.3773 | 30.5637 | 34.8271 | 39.8099 | 45.4226 | 51.8165 | 94.6216 | 108.7939 | 125.3444 | 144.2621 | 166.0982 | 182.1327 | 200.1346 | 220.3013 | 242.8548 | 268.3019 | 382.7747 | 424.1527 | 470.1026 | 522.1027 | 580.534 | 667.6966 | 767.9746 | 883.1557 | 1015.5035 | 1167.6384
Other generation | MW | SEPD | Steady Progression | Coupar Angus | 0.098 | 0.098 | 0.098 | 0.098 | 0.098 | 0.098 | 0.098 | 0.098 | 0.098 | 0.098 | 0.098 | 0.098 | 0.098 | 0.098 | 0.098 | 0.098 | 0.098 | 0.098 | 0.098 | 0.098 | 0.098 | 0.098 | 0.098 | 0.098 | 0.098 | 0.098 | 0.098 | 0.098 | 0.098 | 0.098 | 0.098 | 0.098
Srg_BB001 | MW | SEPD | Steady Progression | Coupar Angus | 0 | 0.23713 | 0.29667 | 0.35743 | 0.41872 | 40.4788 | 40.5603 | 41.2972 | 41.4895 | 41.6814 | 41.8842 | 42.1359 | 42.7117 | 43.2914 | 43.8756 | 44.4741 | 45.1467 | 45.6951 | 46.2485 | 46.8109 | 47.3699 | 47.9375 | 48.6435 | 49.3566 | 50.0724 | 50.797 | 51.5022 | 51.6128 | 51.7233 | 51.8313 | 51.9372 | 52.0446
Srg_BB002 | MW | SEPD | Steady Progression | Coupar Angus | 0 | 0 | 0.0024691 | 0.0050019 | 0.0075805 | 0.010204 | 0.012867 | 0.038418 | 0.051722 | 0.065599 | 0.080235 | 0.095811 | 0.098667 | 0.10142 | 0.10408 | 0.10667 | 0.10922 | 0.1117 | 0.11411 | 0.1165 | 0.11883 | 0.12113 | 0.17052 | 0.22106 | 0.27304 | 0.32641 | 0.38113 | 0.38698 | 0.39147 | 0.39585 | 0.40015 | 0.40437
Data centres (MW) | MW | SEPD | Steady Progression | Craigiebuckler | 0 | 0 | 0 | 0 | 0 | 0 | 0 | 0 | 0 | 0 | 0 | 0 | 0 | 0 | 0 | 0 | 0 | 0 | 0 | 0 | 0 | 0 | 0 | 0 | 0 | 0 | 0 | 0 | 0 | 0 | 0 | 0
Dem_BB001a | Number of homes (cumulative) | SEPD | Steady Progression | Craigiebuckler | 0 | 304.4862 | 568.7705 | 805.1375 | 1035.5285 | 1269.8805 | 1498.6222 | 1717.2975 | 1935.8781 | 2165.4624 | 2411.0101 | 2669.7304 | 2908.7304 | 3144.7304 | 3312.7304 | 3452.7304 | 3573.7304 | 3665.3652 | 3757.1515 | 3834.7255 | 3899.152 | 3948.3828 | 3984.0654 | 4006.6262 | 4017.0777 | 4021.4364 | 4023.7303 | 4023.9701 | 4024.1644 | 4024.3056 | 4024.3993 | 4024.4438
Dem_BB002b | Floorspace (m2) (cumulative) | SEPD | Steady Progression | Craigiebuckler | 0 | 5625 | 20625.455 | 25138.3645 | 29963.8065 | 35101.781 | 46552.288 | 61689.9375 | 68890.087 | 76402.7365 | 84227.886 | 92365.5355 | 100503.1525 | 108003.2175 | 115503.25 | 122503.25 | 125003.25 | 127190.75 | 129065.75 | 130628.25 | 131878.25 | 132815.75 | 133440.75 | 133753.25 | 133753.25 | 133753.25 | 133753.25 | 133753.25 | 133753.25 | 133753.25 | 133753.25 | 133753.25
Domestic direct electric heating | Number | SEPD | Steady Progression | Craigiebuckler | 1132.0985 | 1165.0545 | 1193.6653 | 1219.2609 | 1244.2086 | 1269.5886 | 1294.3207 | 1317.9728 | 1341.517 | 1366.3572 | 1392.8174 | 1433.361 | 1449.7505 | 1466.6407 | 1476.1619 | 1483.0412 | 1489.2304 | 1494.9351 | 1498.8203 | 1501.6556 | 1503.2053 | 1503.3496 | 1503.7001 | 1502.6898 | 1500.6317 | 1498.0966 | 1495.5406 | 1492.846 | 1490.2368 | 1487.7083 | 1485.2574 | 1482.8812
Gas: Hydrogen peaking | MW | SEPD | Steady Progression | Craigiebuckler | 0 | 0 | 0 | 0 | 0 | 0 | 0 | 0 | 0 | 0 | 0 | 0 | 0 | 0 | 0 | 0 | 0 | 0 | 0 | 0 | 0 | 0 | 0 | 0 | 0 | 0 | 0 | 0 | 0 | 0 | 0 | 0
Gen_BB001 | MW | SEPD | Steady Progression | Craigiebuckler | 0 | 0 | 0 | 0 | 0 | 0 | 0 | 0 | 0 | 0 | 0 | 0 | 0 | 0 | 0 | 0 | 0 | 0 | 0 | 0 | 0 | 0 | 0 | 0 | 0 | 0 | 0 | 0 | 0 | 0 | 0 | 0
Gen_BB004 | MW | SEPD | Steady Progression | Craigiebuckler | 0 | 0 | 0 | 0 | 0 | 0 | 0 | 0 | 0 | 0 | 0 | 0 | 0 | 0 | 0 | 0 | 0 | 0 | 0 | 0 | 0 | 0 | 0 | 0 | 0 | 0 | 0 | 0 | 0 | 0 | 0 | 0
Gen_BB005 | MW | SEPD | Steady Progression | Craigiebuckler | 0 | 0 | 0 | 0 | 0 | 0 | 0 | 0 | 0 | 0 | 0 | 0 | 0 | 0 | 0 | 0 | 0 | 0 | 0 | 0 | 0 | 0 | 0 | 0 | 0 | 0 | 0 | 0 | 0 | 0 | 0 | 0
Gen_BB006 | MW | SEPD | Steady Progression | Craigiebuckler | 0 | 0 | 0 | 0 | 0 | 0 | 0 | 0 | 0 | 0 | 0 | 0 | 0 | 0 | 0 | 0 | 0 | 0 | 0 | 0 | 0 | 0 | 0 | 0 | 0 | 0 | 0 | 0 | 0 | 0 | 0 | 0
Gen_BB008 | MW | SEPD | Steady Progression | Craigiebuckler | 0 | 0 | 0 | 0 | 0 | 0 | 0 | 0 | 0 | 0 | 0 | 0 | 0 | 0 | 0 | 0 | 0 | 0 | 0 | 0 | 0 | 0 | 0 | 0 | 0 | 0 | 0 | 0 | 0 | 0 | 0 | 0
Gen_BB010 | MW | SEPD | Steady Progression | Craigiebuckler | 0 | 0 | 0 | 0 | 0 | 0 | 0 | 0 | 0 | 0 | 0 | 0 | 0 | 0 | 0 | 0 | 0 | 0 | 0 | 0 | 0 | 0 | 0 | 0 | 0 | 0 | 0 | 0 | 0 | 0 | 0 | 0
Gen_BB011 | MW | SEPD | Steady Progression | Craigiebuckler | 0 | 0 | 0 | 0 | 0 | 0 | 0 | 0 | 0 | 0 | 0 | 0 | 0 | 0 | 0 | 0 | 0 | 0 | 0 | 0 | 0 | 0 | 0 | 0 | 0 | 0 | 0 | 0 | 0 | 0 | 0 | 0
Gen_BB012 | MW | SEPD | Steady Progression | Craigiebuckler | 0.03477 | 0.23632 | 0.23904 | 0.24152 | 0.24397 | 0.2461 | 0.24807 | 0.25108 | 0.25522 | 0.26019 | 0.2664 | 0.27393 | 0.28151 | 0.28913 | 0.29681 | 0.30457 | 0.31237 | 0.32013 | 0.32803 | 0.33591 | 0.34389 | 0.35199 | 0.35878 | 0.36545 | 0.37201 | 0.37848 | 0.38485 | 0.38977 | 0.39464 | 0.39944 | 0.40419 | 0.40889
Gen_BB013 | MW | SEPD | Steady Progression | Craigiebuckler | 0.97676 | 1.0474 | 1.1427 | 1.2304 | 1.3184 | 1.4039 | 1.4889 | 1.592 | 1.7141 | 1.8309 | 1.9672 | 2.1227 | 2.2808 | 2.4454 | 2.5932 | 2.7362 | 2.8773 | 3.0086 | 3.14 | 3.2677 | 3.3915 | 3.5102 | 3.6196 | 3.7224 | 3.8199 | 3.9149 | 4.0095 | 4.0912 | 4.1733 | 4.2559 | 4.3388 | 4.4224
Gen_BB014 | MW | SEPD | Steady Progression | Craigiebuckler | 0 | 0 | 0 | 0 | 0 | 0 | 0 | 0 | 0 | 0 | 0 | 0 | 0 | 0 | 0 | 0 | 0 | 0 | 0 | 0 | 0 | 0 | 0 | 0 | 0 | 0 | 0 | 0 | 0 | 0 | 0 | 0
Gen_BB015 | MW | SEPD | Steady Progression | Craigiebuckler | 0 | 0 | 0 | 0 | 0 | 0 | 0 | 0 | 0 | 0 | 0 | 0 | 0 | 0 | 0 | 0 | 0 | 0 | 0 | 0 | 0 | 0 | 0 | 0 | 0 | 0 | 0 | 0 | 0 | 0 | 0 | 0
Gen_BB016 | MW | SEPD | Steady Progression | Craigiebuckler | 1.3 | 1.3 | 1.3 | 1.3 | 1.3 | 1.3 | 1.3 | 1.3 | 1.3 | 1.3 | 1.3 | 1.3 | 1.3 | 1.3 | 1.3 | 1.3 | 1.3 | 1.3 | 1.3 | 1.3 | 1.3 | 1.3 | 1.3 | 1.3 | 1.3 | 1.3 | 1.3 | 1.3 | 1.3 | 1.3 | 1.3 | 1.3
Gen_BB017 | MW | SEPD | Steady Progression | Craigiebuckler | 0 | 0 | 0 | 0 | 0 | 0 | 0 | 0 | 0 | 0 | 0 | 0 | 0 | 0 | 0 | 0 | 0 | 0 | 0 | 0 | 0 | 0 | 0 | 0 | 0 | 0 | 0 | 0 | 0 | 0 | 0 | 0
Gen_BB018 | MW | SEPD | Steady Progression | Craigiebuckler | 0 | 0 | 0 | 0 | 0 | 0 | 0 | 0 | 0 | 0 | 0 | 0 | 0 | 0 | 0 | 0 | 0 | 0 | 0 | 0 | 0 | 0 | 0 | 0 | 0 | 0 | 0 | 0 | 0 | 0 | 0 | 0
Hydrogen electrolysis | MW | SEPD | Steady Progression | Craigiebuckler | 0 | 0 | 0 | 0 | 0 | 0 | 0 | 0 | 0 | 0 | 0 | 0 | 0 | 0 | 0 | 0 | 0 | 0 | 0 | 0 | 0 | 0 | 0 | 0 | 0 | 0 | 0 | 0 | 0 | 0 | 0 | 0
Lct_BB001 | Number | SEPD | Steady Progression | Craigiebuckler | 101.5132 | 128.9566 | 187.4617 | 312.8752 | 460.9294 | 660.8173 | 922.5631 | 1219.0085 | 1585.6336 | 2038.3154 | 2594.7383 | 3274.7075 | 3960.6333 | 4649.1744 | 5340.5668 | 6034.9906 | 6732.7276 | 7755.7148 | 9139.0496 | 10614.1353 | 12145.8063 | 13844.7286 | 15522.4001 | 17120.3884 | 18602.5396 | 19965.7079 | 21152.69 | 21647.4459 | 22147.1339 | 22634.6515 | 23134.1676 | 23609.6816
Lct_BB003 | Number | SEPD | Steady Progression | Craigiebuckler | 0.2554 | 0.2554 | 1.5068 | 2.7341 | 4.1618 | 5.8574 | 7.896 | 10.8726 | 14.1359 | 18.3867 | 23.6293 | 30.2394 | 38.5745 | 48.8381 | 61.6294 | 77.3529 | 96.7856 | 120.1415 | 147.8706 | 179.711 | 215.0163 | 255.522 | 298.4592 | 342.4145 | 385.1517 | 425.7815 | 462.3817 | 494.6469 | 523.334 | 548.1412 | 569.9382 | 589.6946
Lct_BB005 | Number | SEPD | Steady Progression | Craigiebuckler | 21.743 | 52.8278 | 67.0341 | 86.8155 | 115.2678 | 143.0053 | 171.7752 | 204.915 | 220.2995 | 234.4009 | 253.2685 | 271.131 | 327.171 | 384.2954 | 438.1118 | 491.1004 | 543.8126 | 612.1801 | 680.5669 | 748.2782 | 815.196 | 881.1092 | 1010.1266 | 1138.2575 | 1265.798 | 1393.3041 | 1521.3098 | 1628.4497 | 1734.8754 | 1840.5368 | 1947.2499 | 2051.1777
Lct_BB006 | Number | SEPD | Steady Progression | Craigiebuckler | 0 | 0 | 1.6515 | 3.2855 | 4.9018 | 6.5027 | 8.0877 | 19.6423 | 31.0306 | 44.2724 | 57.3187 | 70.1697 | 104.9324 | 139.4075 | 173.5977 | 207.5031 | 241.1215 | 257.5183 | 273.7036 | 289.6769 | 305.438 | 320.9888 | 360.6414 | 399.6281 | 437.9512 | 475.6088 | 512.6025 | 584.6197 | 656.6369 | 728.6541 | 800.6713 | 872.6885
Lct_BB007 | Number | SEPD | Steady Progression | Craigiebuckler | 38.1809 | 40.8911 | 40.1873 | 42.8838 | 45.3522 | 47.6907 | 50.1403 | 53.2187 | 53.8595 | 54.6278 | 56.2407 | 57.141 | 68.2111 | 79.2813 | 90.3514 | 101.4215 | 112.4916 | 128.2641 | 143.959 | 159.5763 | 175.116 | 190.578 | 222.9203 | 255.2625 | 287.6047 | 319.9469 | 352.2891 | 378.9073 | 405.5256 | 432.1438 | 458.762 | 485.3802
Lct_BB008 | Number | SEPD | Steady Progression | Craigiebuckler | 0 | 0 | 0.07901 | 0.15722 | 0.23465 | 0.31123 | 0.38704 | 0.93853 | 1.4821 | 2.0178 | 2.5456 | 3.0654 | 4.4718 | 5.8665 | 7.2497 | 8.6213 | 9.9814 | 10.6447 | 11.2995 | 11.9457 | 12.5834 | 13.2125 | 14.8166 | 16.3939 | 17.9443 | 19.4678 | 20.9645 | 23.878 | 26.7914 | 29.7049 | 32.6184 | 35.5318
Lct_BB010b | MW | SEPD | Steady Progression | Craigiebuckler | 0.938 | 1.2144 | 1.4451 | 1.9533 | 2.4716 | 3.1847 | 4.0555 | 4.9836 | 6.1439 | 7.4688 | 9.0335 | 10.8159 | 12.674 | 14.5503 | 16.4741 | 18.4417 | 20.3323 | 23.9488 | 29.8481 | 36.0928 | 42.6943 | 48.7407 | 54.011 | 57.7285 | 60.4346 | 62.2802 | 62.908 | 63.2594 | 63.671 | 63.9902 | 64.259 | 64.5796
Lct_BB011b | MW | SEPD | Steady Progression | Craigiebuckler | 0.146 | 0.1535 | 0.1654 | 0.18697 | 0.20841 | 0.2344 | 0.26455 | 0.29503 | 0.3298 | 0.36969 | 0.41537 | 0.46762 | 0.54341 | 0.63085 | 0.73116 | 0.84419 | 0.97037 | 1.1145 | 1.2696 | 1.432 | 1.5986 | 1.7558 | 1.9048 | 2.0414 | 2.1609 | 2.2616 | 2.3439 | 2.3609 | 2.3768 | 2.3927 | 2.4089 | 2.4244
Lct_BB012b | MW | SEPD | Steady Progression | Craigiebuckler | 0.119 | 0.1318 | 0.14464 | 0.17773 | 0.21169 | 0.25513 | 0.30705 | 0.35799 | 0.41674 | 0.48492 | 0.56367 | 0.65448 | 0.79021 | 0.94646 | 1.1244 | 1.3238 | 1.5451 | 1.798 | 2.069 | 2.3516 | 2.6409 | 2.9069 | 3.1576 | 3.3865 | 3.5865 | 3.7543 | 3.9217 | 3.9373 | 3.9451 | 3.948 | 3.9501 | 3.9501
Lct_BB013b | MW | SEPD | Steady Progression | Craigiebuckler | 0 | 0.001 | 0.00206 | 0.00374 | 0.00438 | 0.00522 | 0.00568 | 0.0103 | 0.01566 | 0.0219 | 0.0291 | 0.03738 | 0.05298 | 0.07118 | 0.09222 | 0.11618 | 0.14324 | 0.1744 | 0.20838 | 0.24452 | 0.28216 | 0.31832 | 0.35336 | 0.38638 | 0.41638 | 0.44288 | 0.46338 | 0.47254 | 0.48052 | 0.48742 | 0.49346 | 0.4938
Lct_BB014 | Number | SEPD | Steady Progression | Craigiebuckler | 50.3341 | 50.7204 | 58.5214 | 67.2967 | 77.8269 | 89.8409 | 103.6194 | 101.3743 | 115.5153 | 132.0425 | 150.6588 | 171.8662 | 273.31 | 314.2462 | 362.0514 | 416.6943 | 479.7671 | 526.0819 | 578.0794 | 636.3301 | 701.4747 | 774.9774 | 1046.3988 | 1159.5145 | 1285.1286 | 1427.2823 | 1587.0172 | 1825.2952 | 2099.4273 | 2414.2999 | 2776.1019 | 3191.996
Other generation | MW | SEPD | Steady Progression | Craigiebuckler | 0.015 | 0.015 | 0.015 | 0.015 | 0.015 | 0.015 | 0.015 | 0.015 | 0.015 | 0.015 | 0.015 | 0.015 | 0.015 | 0.015 | 0.015 | 0.015 | 0.015 | 0.015 | 0.015 | 0.015 | 0.015 | 0.015 | 0.015 | 0.015 | 0.015 | 0.015 | 0.015 | 0.015 | 0.015 | 0.015 | 0.015 | 0.015
Srg_BB001 | MW | SEPD | Steady Progression | Craigiebuckler | 0 | 0.017608 | 0.019369 | 0.02113 | 0.022891 | 0.024652 | 0.026412 | 0.054586 | 0.056347 | 0.058107 | 0.059868 | 0.061629 | 0.07311 | 0.085013 | 0.097339 | 0.11009 | 0.12326 | 0.1259 | 0.12854 | 0.13118 | 0.13382 | 0.13646 | 0.15297 | 0.16948 | 0.18599 | 0.2025 | 0.219 | 0.219 | 0.219 | 0.219 | 0.219 | 0.219
Srg_BB002 | MW | SEPD | Steady Progression | Craigiebuckler | 0 | 0 | 0.0010592 | 0.0021917 | 0.0033877 | 0.0046406 | 0.0059445 | 0.01891 | 0.025964 | 0.033537 | 0.041792 | 0.0509 | 0.052625 | 0.054337 | 0.056041 | 0.057745 | 0.059455 | 0.061165 | 0.062857 | 0.064569 | 0.066272 | 0.067989 | 0.10528 | 0.14396 | 0.18427 | 0.22618 | 0.26967 | 0.27436 | 0.27799 | 0.28156 | 0.2851 | 0.28859
Data centres (MW) | MW | SEPD | Steady Progression | Dounreay | 0 | 0 | 0 | 0 | 0 | 0 | 0 | 0 | 0 | 0 | 0 | 0 | 0 | 0 | 0 | 0 | 0 | 0 | 0 | 0 | 0 | 0 | 0 | 0 | 0 | 0 | 0 | 0 | 0 | 0 | 0 | 0
Dem_BB001a | Number of homes (cumulative) | SEPD | Steady Progression | Dounreay | 0 | 0 | 0 | 0 | 0 | 0 | 0 | 0 | 0 | 0 | 0 | 0 | 0 | 0 | 0 | 0 | 0 | 0.0092426 | 0.019342 | 0.028241 | 0.036305 | 0.050446 | 0.058288 | 0.064731 | 0.069919 | 0.07404 | 0.077417 | 0.080171 | 0.082404 | 0.084026 | 0.085103 | 0.085614
Dem_BB002b | Floorspace (m2) (cumulative) | SEPD | Steady Progression | Dounreay | 0 | 0 | 0 | 0 | 0 | 0 | 0 | 0 | 0 | 0 | 0 | 0 | 0 | 0 | 0 | 0 | 0 | 0 | 0 | 0 | 0 | 0 | 0 | 0 | 0 | 0 | 0 | 0 | 0 | 0 | 0 | 0
Domestic direct electric heating | Number | SEPD | Steady Progression | Dounreay | 15.997 | 15.997 | 15.997 | 15.997 | 15.997 | 15.997 | 15.997 | 15.997 | 15.997 | 15.997 | 15.997 | 15.9572 | 15.9375 | 15.9178 | 15.8983 | 15.8788 | 15.8153 | 15.7846 | 15.7488 | 15.7131 | 15.6776 | 15.6424 | 15.6073 | 15.5724 | 15.5377 | 15.5032 | 15.4688 | 15.4346 | 15.4005 | 15.3666 | 15.3329 | 15.2994
Gas: Hydrogen peaking | MW | SEPD | Steady Progression | Dounreay | 0 | 0 | 0 | 0 | 0 | 0 | 0 | 0 | 0 | 0 | 0 | 0 | 0 | 0 | 0 | 0 | 0 | 0 | 0 | 0 | 0 | 0 | 0 | 0 | 0 | 0 | 0 | 0 | 0 | 0 | 0 | 0
Gen_BB001 | MW | SEPD | Steady Progression | Dounreay | 0 | 0 | 0 | 0 | 0 | 0 | 0 | 0 | 0 | 0 | 0 | 0 | 0 | 0 | 0 | 0 | 0 | 0 | 0 | 0 | 0 | 0 | 0 | 0 | 0 | 0 | 0 | 0 | 0 | 0 | 0 | 0
Gen_BB004 | MW | SEPD | Steady Progression | Dounreay | 0 | 0 | 0 | 0 | 0 | 0 | 0 | 0 | 0 | 0 | 0 | 0 | 0 | 0 | 0 | 0 | 0 | 0 | 0 | 0 | 0 | 0 | 0 | 0 | 0 | 0 | 0 | 0 | 0 | 0 | 0 | 0
Gen_BB005 | MW | SEPD | Steady Progression | Dounreay | 0 | 0 | 0 | 0 | 0 | 0 | 0 | 0 | 0 | 0 | 0 | 0 | 0 | 0 | 0 | 0 | 0 | 0 | 0 | 0 | 0 | 0 | 0 | 0 | 0 | 0 | 0 | 0 | 0 | 0 | 0 | 0
Gen_BB006 | MW | SEPD | Steady Progression | Dounreay | 0 | 0 | 0 | 0 | 0 | 0 | 0 | 0 | 0 | 0 | 0 | 0 | 0 | 0 | 0 | 0 | 0 | 0 | 0 | 0 | 0 | 0 | 0 | 0 | 0 | 0 | 0 | 0 | 0 | 0 | 0 | 0
Gen_BB008 | MW | SEPD | Steady Progression | Dounreay | 0 | 0 | 0 | 0 | 0 | 0 | 0 | 0 | 0 | 0 | 0 | 0 | 0 | 0 | 0 | 0 | 0 | 0 | 0 | 0 | 0 | 0 | 0 | 0 | 0 | 0 | 0 | 0 | 0 | 0 | 0 | 0
Gen_BB010 | MW | SEPD | Steady Progression | Dounreay | 0 | 0 | 0 | 0 | 0 | 0 | 0 | 0 | 0 | 0 | 0 | 0 | 0 | 0 | 0 | 0 | 0 | 0 | 0 | 0 | 0 | 0 | 0 | 0 | 0 | 0 | 0 | 0 | 0 | 0 | 0 | 0
Gen_BB011 | MW | SEPD | Steady Progression | Dounreay | 0 | 0 | 0 | 0 | 0 | 0 | 0 | 0 | 0 | 0 | 0 | 0 | 0 | 0 | 0 | 0 | 0 | 0 | 0 | 0 | 0 | 0 | 0 | 0 | 0 | 0 | 0 | 0 | 0 | 0 | 0 | 0
Gen_BB012 | MW | SEPD | Steady Progression | Dounreay | 0 | 1.8522e-05 | 5.1659e-05 | 8.2331e-05 | 0.00011289 | 0.00013974 | 0.00016475 | 0.00020332 | 0.00025666 | 0.00031112 | 0.00037617 | 0.0004515 | 0.0005239 | 0.00059399 | 0.00066214 | 0.00072885 | 0.00079384 | 0.00085695 | 0.00091964 | 0.00098088 | 0.0010416 | 0.001102 | 0.0011518 | 0.0012001 | 0.0012469 | 0.0012924 | 0.0013367 | 0.0013705 | 0.0014035 | 0.001436 | 0.0014679 | 0.0014993
Gen_BB013 | MW | SEPD | Steady Progression | Dounreay | 0.011615 | 0.012156 | 0.01303 | 0.013773 | 0.014467 | 0.015047 | 0.015565 | 0.016325 | 0.017319 | 0.017607 | 0.01795 | 0.018352 | 0.018745 | 0.01913 | 0.019508 | 0.019882 | 0.020244 | 0.0206 | 0.020956 | 0.021305 | 0.021652 | 0.021998 | 0.022289 | 0.022576 | 0.022856 | 0.023134 | 0.023408 | 0.023616 | 0.023819 | 0.024019 | 0.024217 | 0.024412
Gen_BB014 | MW | SEPD | Steady Progression | Dounreay | 0 | 0 | 0 | 0 | 0 | 0 | 0 | 0 | 0 | 0 | 0 | 0 | 0 | 0 | 0 | 0 | 0 | 0 | 0 | 0 | 0 | 0 | 0 | 0 | 0 | 0 | 0 | 0 | 0 | 0 | 0 | 0
Gen_BB015 | MW | SEPD | Steady Progression | Dounreay | 5 | 5 | 5 | 5 | 5 | 5 | 5 | 5 | 5 | 5 | 5 | 5 | 5 | 5 | 5 | 5 | 5 | 5 | 5 | 5 | 5 | 5 | 5 | 5 | 6.25 | 6.25 | 6.25 | 6.25 | 6.25 | 6.25 | 6.25 | 6.25
Gen_BB016 | MW | SEPD | Steady Progression | Dounreay | 0 | 0 | 0 | 0 | 0 | 0 | 0 | 0 | 0 | 0 | 0 | 0 | 0 | 0 | 0 | 0 | 0 | 0 | 0 | 0 | 0 | 0 | 0 | 0 | 0 | 0 | 0 | 0 | 0 | 0 | 0 | 0
Gen_BB017 | MW | SEPD | Steady Progression | Dounreay | 0 | 0 | 0 | 0 | 0 | 0 | 0 | 0 | 0 | 0 | 0 | 0 | 0 | 0 | 0 | 0 | 0 | 0 | 0 | 0 | 0 | 0 | 0 | 0 | 0 | 0 | 0 | 0 | 0 | 0 | 0 | 0
Gen_BB018 | MW | SEPD | Steady Progression | Dounreay | 0 | 0 | 0 | 0 | 0 | 0 | 0 | 0 | 0 | 0 | 0 | 0 | 0 | 0 | 0 | 0 | 0 | 0 | 0 | 0 | 0 | 0 | 0 | 0 | 0 | 0 | 0 | 0 | 0 | 0 | 0 | 0
Hydrogen electrolysis | MW | SEPD | Steady Progression | Dounreay | 0 | 0 | 0 | 0 | 0 | 0 | 0 | 0 | 0 | 0 | 0 | 0 | 0 | 0 | 0 | 0 | 0 | 0 | 0 | 0 | 0 | 0 | 0 | 0 | 0 | 0 | 0 | 0 | 0 | 0 | 0 | 0
Lct_BB001 | Number | SEPD | Steady Progression | Dounreay | 0.5563 | 0.7001 | 0.9874 | 1.6048 | 2.3156 | 3.2668 | 4.4776 | 5.8122 | 7.4192 | 9.3676 | 11.7167 | 13.7581 | 15.5068 | 17.2482 | 18.9972 | 20.7449 | 22.4872 | 26.2734 | 30.7914 | 35.5438 | 40.414 | 45.7799 | 50.9741 | 55.8256 | 60.2033 | 64.1016 | 65.7414 | 66.9569 | 68.1634 | 69.3195 | 70.5074 | 71.661
Lct_BB003 | Number | SEPD | Steady Progression | Dounreay | 0 | 0 | 0 | 0 | 0 | 0 | 0 | 0 | 0 | 0 | 0 | 0 | 0 | 0 | 0 | 0 | 0 | 0 | 0 | 0 | 0 | 0 | 0 | 0 | 0 | 0 | 0 | 0 | 0 | 0 | 0 | 0
Lct_BB005 | Number | SEPD | Steady Progression | Dounreay | 0.927 | 0.97599 | 0.98575 | 1.0112 | 1.057 | 1.096 | 1.137 | 1.195 | 1.209 | 1.246 | 1.331 | 1.3779 | 1.955 | 2.527 | 3.099 | 3.672 | 4.245 | 5.0611 | 5.8759 | 6.6881 | 7.4931 | 8.293 | 9.973 | 11.653 | 13.3321 | 15.015 | 16.6989 | 18.093 | 19.485 | 20.888 | 22.2989 | 23.718
Lct_BB006 | Number | SEPD | Steady Progression | Dounreay | 0 | 0 | 0 | 0 | 0 | 0 | 0 | 0 | 0 | 0 | 0 | 0 | 0 | 0 | 0 | 0 | 0 | 0 | 0 | 0 | 0 | 0 | 0 | 0 | 0 | 0 | 0 | 0 | 0 | 0 | 0 | 0
Lct_BB007 | Number | SEPD | Steady Progression | Dounreay | 0 | 0 | 0 | 0 | 0 | 0 | 0 | 0 | 0 | 0 | 0 | 0 | 0 | 0 | 0 | 0 | 0 | 0 | 0 | 0 | 0 | 0 | 0 | 0 | 0 | 0 | 0 | 0 | 0 | 0 | 0 | 0
Lct_BB008 | Number | SEPD | Steady Progression | Dounreay | 0 | 0 | 0 | 0 | 0 | 0 | 0 | 0 | 0 | 0 | 0 | 0 | 0 | 0 | 0 | 0 | 0 | 0 | 0 | 0 | 0 | 0 | 0 | 0 | 0 | 0 | 0 | 0 | 0 | 0 | 0 | 0
Lct_BB010b | MW | SEPD | Steady Progression | Dounreay | 0 | 0.0028 | 0.0028 | 0.0056 | 0.0084 | 0.0112 | 0.0182 | 0.0238 | 0.028 | 0.0434 | 0.0504 | 0.0602 | 0.0658 | 0.0714 | 0.077 | 0.0868 | 0.0938 | 0.1134 | 0.1316 | 0.2058 | 0.2478 | 0.2814 | 0.2842 | 0.2842 | 0.2842 | 0.2842 | 0.2842 | 0.2842 | 0.2842 | 0.2842 | 0.2842 | 0.2842
Lct_BB011b | MW | SEPD | Steady Progression | Dounreay | 0 | 0.0008 | 0.00111 | 0.00234 | 0.00356 | 0.005 | 0.00667 | 0.00835 | 0.0103 | 0.0125 | 0.01501 | 0.01791 | 0.02216 | 0.02705 | 0.03265 | 0.03896 | 0.04593 | 0.05391 | 0.06244 | 0.07135 | 0.0804 | 0.0888 | 0.09667 | 0.1038 | 0.10991 | 0.11489 | 0.11882 | 0.1189 | 0.1189 | 0.1189 | 0.1189 | 0.1189
Lct_BB012b | MW | SEPD | Steady Progression | Dounreay | 0 | 0 | 0 | 2e-05 | 4e-05 | 7e-05 | 0.00011 | 0.00014 | 0.00018 | 0.00023 | 0.00028 | 0.00034 | 0.00044 | 0.00056 | 0.00069 | 0.00083 | 0.00098 | 0.00115 | 0.00133 | 0.00151 | 0.00169 | 0.00184 | 0.00197 | 0.00208 | 0.00217 | 0.00223 | 0.00228 | 0.00228 | 0.00228 | 0.00228 | 0.00228 | 0.00228
Lct_BB013b | MW | SEPD | Steady Progression | Dounreay | 0 | 0 | 0 | 0 | 0 | 0 | 0 | 0 | 0 | 0 | 0 | 0 | 0 | 0 | 0 | 0 | 0 | 0 | 0 | 0 | 0 | 0 | 0 | 0 | 0 | 0 | 0 | 0 | 0 | 0 | 0 | 0
Lct_BB014 | Number | SEPD | Steady Progression | Dounreay | 0.14179 | 0.14288 | 0.16486 | 0.18958 | 0.21924 | 0.25308 | 0.2919 | 0.20008 | 0.22799 | 0.26061 | 0.29735 | 0.33921 | 0.36293 | 0.41729 | 0.48077 | 0.55333 | 0.63708 | 0.69858 | 0.76763 | 0.84498 | 0.93148 | 1.0291 | 1.3631 | 1.5105 | 1.6741 | 1.8593 | 2.0673 | 2.3777 | 2.7348 | 3.145 | 3.6163 | 4.1581
Other generation | MW | SEPD | Steady Progression | Dounreay | 0 | 0 | 0 | 0 | 0 | 0 | 0 | 0 | 0 | 0 | 0 | 0 | 0 | 0 | 0 | 0 | 0 | 0 | 0 | 0 | 0 | 0 | 0 | 0 | 0 | 0 | 0 | 0 | 0 | 0 | 0 | 0
Srg_BB001 | MW | SEPD | Steady Progression | Dounreay | 0 | 0 | 0.0025649 | 0.0052169 | 0.0079071 | 0.010513 | 0.014647 | 0.034414 | 0.040666 | 0.046697 | 0.053463 | 0.063487 | 0.064205 | 0.064797 | 0.0653 | 0.066344 | 0.071778 | 0.076775 | 0.082062 | 0.087368 | 0.092474 | 0.098038 | 0.099743 | 0.10183 | 0.10462 | 0.10801 | 0.11006 | 0.11112 | 0.11214 | 0.11296 | 0.11365 | 0.11443
Srg_BB002 | MW | SEPD | Steady Progression | Dounreay | 0 | 0 | 1.2815e-05 | 2.6622e-05 | 4.1302e-05 | 5.676e-05 | 7.2916e-05 | 0.0002345 | 0.00032303 | 0.00041573 | 0.00051392 | 0.00061892 | 0.00063826 | 0.00065696 | 0.00067515 | 0.00069295 | 0.00071044 | 0.0007276 | 0.00074429 | 0.00076089 | 0.00077714 | 0.00079328 | 0.0011396 | 0.0014949 | 0.0018611 | 0.002238 | 0.0026254 | 0.0026668 | 0.0026987 | 0.0027299 | 0.0027605 | 0.0027905
Data centres (MW) | MW | SEPD | Steady Progression | Dudhope | 0 | 0 | 0 | 0 | 0 | 0 | 0 | 0 | 0 | 0 | 0 | 0 | 0 | 0 | 0 | 0 | 0 | 0 | 0 | 0 | 0 | 0 | 0 | 0 | 0 | 0 | 0 | 0 | 0 | 0 | 0 | 0
Dem_BB001a | Number of homes (cumulative) | SEPD | Steady Progression | Dudhope | 0 | 208.4072 | 326.0945 | 484.3473 | 546.6311 | 599.8644 | 631.1983 | 656.4154 | 681.4661 | 706.7891 | 731.782 | 757.4829 | 773.3726 | 788.7673 | 799.5001 | 817.3607 | 858.8272 | 860.4575 | 862.2388 | 863.8084 | 865.2309 | 866.421 | 867.0811 | 867.6233 | 868.0599 | 868.4067 | 868.6909 | 868.9228 | 869.1107 | 869.2472 | 869.3379 | 869.3809
Dem_BB002b | Floorspace (m2) (cumulative) | SEPD | Steady Progression | Dudhope | 0 | 0 | 0 | 600 | 650 | 700 | 750 | 800 | 850 | 900 | 950 | 1000 | 1000 | 1000 | 1000 | 1000 | 1600 | 1650 | 1700 | 1750 | 1800 | 1850 | 1900 | 1950 | 2000 | 2000 | 2000 | 2000 | 2000 | 2000 | 2000 | 2000
Domestic direct electric heating | Number | SEPD | Steady Progression | Dudhope | 3603.0264 | 3625.4908 | 3638.2327 | 3655.2967 | 3661.9919 | 3667.7153 | 3671.0629 | 3673.7625 | 3676.4623 | 3679.1621 | 3681.862 | 3643.7064 | 3619.8608 | 3596.6547 | 3574.3276 | 3552.5036 | 3533.2957 | 3519.9872 | 3503.1815 | 3486.9509 | 3471.0565 | 3455.3778 | 3441.2374 | 3427.4014 | 3413.7742 | 3400.4695 | 3387.2585 | 3374.142 | 3361.1204 | 3348.1938 | 3335.3628 | 3322.6277
Gas: Hydrogen peaking | MW | SEPD | Steady Progression | Dudhope | 0 | 0 | 0 | 0 | 0 | 0 | 0 | 0 | 0 | 0 | 0 | 0 | 0 | 0 | 0 | 0 | 0 | 0 | 0 | 0 | 0 | 0 | 0 | 0 | 0 | 0 | 0 | 0 | 0 | 0 | 0 | 0
Gen_BB001 | MW | SEPD | Steady Progression | Dudhope | 0.21 | 0.21 | 0.21 | 0.21 | 0.21 | 0.21 | 0.21 | 0.21 | 0.21 | 0.21 | 0.21 | 0.21 | 0.21 | 0.21 | 0.21 | 0.21 | 0.21 | 0.21 | 0.21 | 0.21 | 0.21 | 0.21 | 0.21 | 0.21 | 0.21 | 0.21 | 0.21 | 0.21 | 0.21 | 0.21 | 0.21 | 0.21
Gen_BB004 | MW | SEPD | Steady Progression | Dudhope | 0 | 0 | 0 | 0 | 0 | 0 | 0 | 0 | 0 | 0 | 0 | 0 | 0 | 0 | 0 | 0 | 0 | 0 | 0 | 0 | 0 | 0 | 0 | 0 | 0 | 0 | 0 | 0 | 0 | 0 | 0 | 0
Gen_BB005 | MW | SEPD | Steady Progression | Dudhope | 0 | 0 | 0 | 0 | 0 | 0 | 0 | 0 | 0 | 0 | 0 | 0 | 0 | 0 | 0 | 0 | 0 | 0 | 0 | 0 | 0 | 0 | 0 | 0 | 0 | 0 | 0 | 0 | 0 | 0 | 0 | 0
Gen_BB006 | MW | SEPD | Steady Progression | Dudhope | 0 | 0 | 0 | 0 | 0 | 0 | 0 | 0 | 0 | 0 | 0 | 0 | 0 | 0 | 0 | 0 | 0 | 0 | 0 | 0 | 0 | 0 | 0 | 0 | 0 | 0 | 0 | 0 | 0 | 0 | 0 | 0
Gen_BB008 | MW | SEPD | Steady Progression | Dudhope | 0 | 0 | 0 | 0 | 0 | 0 | 0 | 0 | 0 | 0 | 0 | 0 | 0 | 0 | 0 | 0 | 0 | 0 | 0 | 0 | 0 | 0 | 0 | 0 | 0 | 0 | 0 | 0 | 0 | 0 | 0 | 0
Gen_BB010 | MW | SEPD | Steady Progression | Dudhope | 0 | 0 | 0 | 0 | 0 | 0 | 0 | 0 | 0 | 0 | 0 | 0 | 0 | 0 | 0 | 0 | 0 | 0 | 0 | 0 | 0 | 0 | 0 | 0 | 0 | 0 | 0 | 0 | 0 | 0 | 0 | 0
Gen_BB011 | MW | SEPD | Steady Progression | Dudhope | 0 | 0 | 0 | 0 | 0 | 0 | 0 | 0 | 0 | 0 | 0 | 0 | 0 | 0 | 0 | 0 | 0 | 0 | 0 | 0 | 0 | 0 | 0 | 0 | 0 | 0 | 0 | 0 | 0 | 0 | 0 | 0
Gen_BB012 | MW | SEPD | Steady Progression | Dudhope | 0.25322 | 0.25346 | 0.25388 | 0.25425 | 0.2546 | 0.25491 | 0.25519 | 0.25561 | 0.25617 | 0.25715 | 0.25847 | 0.26018 | 0.26201 | 0.26395 | 0.26598 | 0.2681 | 0.27029 | 0.27253 | 0.27485 | 0.27722 | 0.27965 | 0.28215 | 0.28428 | 0.2864 | 0.28851 | 0.2906 | 0.29269 | 0.29431 | 0.29592 | 0.29752 | 0.2991 | 0.30068
Gen_BB013 | MW | SEPD | Steady Progression | Dudhope | 0.15551 | 0.18164 | 0.2033 | 0.23236 | 0.24815 | 0.26268 | 0.27322 | 0.28471 | 0.2983 | 0.32773 | 0.36226 | 0.40214 | 0.43905 | 0.47707 | 0.51733 | 0.55912 | 0.60424 | 0.65156 | 0.69732 | 0.74521 | 0.79477 | 0.84561 | 0.89906 | 0.95422 | 1.0106 | 1.0689 | 1.1281 | 1.1833 | 1.2393 | 1.2961 | 1.3539 | 1.4125
Gen_BB014 | MW | SEPD | Steady Progression | Dudhope | 0 | 0 | 0 | 0 | 0 | 0 | 0 | 0 | 0 | 0 | 0 | 0 | 0 | 0 | 0 | 0 | 0 | 0 | 0 | 0 | 0 | 0 | 0 | 0 | 0 | 0 | 0 | 0 | 0 | 0 | 0 | 0
Gen_BB015 | MW | SEPD | Steady Progression | Dudhope | 0 | 0 | 0 | 0 | 0 | 0 | 0 | 0 | 0 | 0 | 0 | 0 | 0 | 0 | 0 | 0 | 0 | 0 | 0 | 0 | 0 | 0 | 0 | 0 | 0 | 0 | 0 | 0 | 0 | 0 | 0 | 0
Gen_BB016 | MW | SEPD | Steady Progression | Dudhope | 0 | 0 | 0 | 0 | 0 | 0 | 0 | 0 | 0 | 0 | 0 | 0 | 0 | 0 | 0 | 0 | 0 | 0 | 0 | 0 | 0 | 0 | 0 | 0 | 0 | 0 | 0 | 0 | 0 | 0 | 0 | 0
Gen_BB017 | MW | SEPD | Steady Progression | Dudhope | 0 | 0 | 0 | 0 | 0 | 0 | 0 | 0 | 0 | 0 | 0 | 0 | 0 | 0 | 0 | 0 | 0 | 0 | 0 | 0 | 0 | 0 | 0 | 0 | 0 | 0 | 0 | 0 | 0 | 0 | 0 | 0
Gen_BB018 | MW | SEPD | Steady Progression | Dudhope | 0 | 0 | 0 | 0 | 0 | 0 | 0 | 0 | 0 | 0 | 0 | 0 | 0 | 0 | 0 | 0 | 0 | 0 | 0 | 0 | 0 | 0 | 0 | 0 | 0 | 0 | 0 | 0 | 0 | 0 | 0 | 0
Hydrogen electrolysis | MW | SEPD | Steady Progression | Dudhope | 0 | 0 | 0 | 0 | 0 | 0 | 0 | 0 | 0 | 0 | 0 | 0 | 0 | 0 | 0 | 0 | 0 | 0 | 0 | 0 | 0 | 0 | 0 | 0 | 0 | 0 | 0 | 0 | 0 | 0 | 0 | 0
Lct_BB001 | Number | SEPD | Steady Progression | Dudhope | 24.0269 | 31.1195 | 45.3464 | 77.8336 | 118.0862 | 174.6937 | 251.5181 | 342.1912 | 457.9906 | 605.1828 | 791.2241 | 1111.4995 | 1704.7893 | 2298.0337 | 2891.3211 | 3484.5912 | 4077.8541 | 4723.847 | 5604.0832 | 6550.775 | 7542.3372 | 8650.2018 | 9754.2026 | 10815.7543 | 11809.418 | 12731.2028 | 13847.0066 | 14146.1428 | 14444.3669 | 14729.9065 | 15019.0696 | 15277.3764
Lct_BB003 | Number | SEPD | Steady Progression | Dudhope | 0 | 0 | 0 | 0 | 0 | 0 | 0 | 0 | 0 | 0 | 0 | 0 | 0 | 0 | 0 | 0 | 0 | 0 | 0 | 0 | 0 | 0 | 0 | 0 | 0 | 0 | 0 | 0 | 0 | 0 | 0 | 0
Lct_BB005 | Number | SEPD | Steady Progression | Dudhope | 20.877 | 66.6907 | 79.5777 | 107.7611 | 150.1057 | 187.8763 | 226.3982 | 272.251 | 283.7006 | 288.5769 | 296.9125 | 302.5307 | 358.6393 | 414.9075 | 471.6942 | 528.8169 | 586.5034 | 667.2898 | 747.602 | 828.0106 | 908.403 | 988.7309 | 1153.6672 | 1319.1013 | 1485.0778 | 1651.7799 | 1819.206 | 1958.6524 | 2091.1204 | 2222.2338 | 2352.6135 | 2483.593
Lct_BB006 | Number | SEPD | Steady Progression | Dudhope | 0 | 0 | 5.6377 | 11.2195 | 16.7434 | 22.2119 | 27.6235 | 67.0069 | 105.8271 | 123.9263 | 141.757 | 159.3205 | 206.8314 | 253.9508 | 300.6797 | 347.0186 | 392.9652 | 415.3764 | 437.4956 | 459.3268 | 480.8692 | 502.1232 | 556.3176 | 609.6041 | 661.9826 | 713.4524 | 764.0156 | 862.4427 | 960.8698 | 1059.2969 | 1157.724 | 1256.1511
Lct_BB007 | Number | SEPD | Steady Progression | Dudhope | 72.9261 | 78.1027 | 76.7583 | 81.9088 | 86.6235 | 91.09 | 95.7689 | 101.6486 | 102.8724 | 104.3399 | 107.4206 | 109.1401 | 130.2841 | 151.4282 | 172.5723 | 193.7164 | 214.8604 | 244.9862 | 274.9637 | 304.793 | 334.4741 | 364.0069 | 425.7811 | 487.5552 | 549.3294 | 611.1036 | 672.8778 | 723.719 | 774.5603 | 825.4015 | 876.2428 | 927.084
Lct_BB008 | Number | SEPD | Steady Progression | Dudhope | 0 | 0 | 0.15084 | 0.30017 | 0.44801 | 0.59433 | 0.7391 | 1.7925 | 2.8307 | 3.8538 | 4.8619 | 5.8549 | 8.5409 | 11.205 | 13.8469 | 16.4667 | 19.0645 | 20.3315 | 21.5822 | 22.8165 | 24.0344 | 25.236 | 28.2999 | 31.3126 | 34.2739 | 37.1838 | 40.0424 | 45.6072 | 51.172 | 56.7368 | 62.3015 | 67.8663
Lct_BB010b | MW | SEPD | Steady Progression | Dudhope | 0.084 | 0.09529 | 0.13862 | 0.20917 | 0.30365 | 0.43878 | 0.5854 | 0.75612 | 0.97905 | 1.2463 | 1.5553 | 2.3637 | 3.2264 | 4.1066 | 4.9734 | 5.8677 | 6.8258 | 8.0588 | 9.4023 | 10.8001 | 12.3129 | 13.9527 | 15.5369 | 17.3974 | 18.6797 | 19.7667 | 20.3221 | 20.6469 | 20.9199 | 21.1201 | 21.4295 | 21.7627
Lct_BB011b | MW | SEPD | Steady Progression | Dudhope | 0.546 | 0.5554 | 0.56597 | 0.58817 | 0.61074 | 0.63773 | 0.66972 | 0.70206 | 0.73896 | 0.78119 | 0.82978 | 0.88574 | 0.96374 | 1.0544 | 1.1586 | 1.2769 | 1.4106 | 1.5637 | 1.7306 | 1.9079 | 2.0922 | 2.2728 | 2.4489 | 2.6156 | 2.7676 | 2.9023 | 3.0193 | 3.0786 | 3.1361 | 3.1936 | 3.252 | 3.3081
Lct_BB012b | MW | SEPD | Steady Progression | Dudhope | 0.708 | 0.717 | 0.72623 | 0.75229 | 0.77881 | 0.81306 | 0.85357 | 0.8969 | 0.94754 | 1.0068 | 1.0756 | 1.1556 | 1.2772 | 1.4181 | 1.5797 | 1.7617 | 1.9648 | 2.1983 | 2.4499 | 2.7143 | 2.9867 | 3.2391 | 3.479 | 3.7003 | 3.896 | 4.0629 | 4.2282 | 4.2562 | 4.2763 | 4.2899 | 4.2999 | 4.2999
Lct_BB013b | MW | SEPD | Steady Progression | Dudhope | 0 | 0 | 0 | 0 | 0 | 0 | 0 | 0 | 0 | 0 | 0 | 0 | 0 | 0 | 0 | 0 | 0 | 0 | 0 | 0 | 0 | 0 | 0 | 0 | 0 | 0 | 0 | 0 | 0 | 0 | 0 | 0
Lct_BB014 | Number | SEPD | Steady Progression | Dudhope | 101.9834 | 102.7661 | 118.572 | 136.3518 | 157.6874 | 182.0294 | 209.9465 | 236.4165 | 269.395 | 307.9384 | 351.3537 | 400.8119 | 562.8684 | 647.1743 | 745.6267 | 858.1612 | 988.0564 | 1083.4394 | 1190.5256 | 1310.4901 | 1444.6521 | 1596.0274 | 1948.1181 | 2158.7097 | 2392.5701 | 2657.2227 | 2954.6068 | 3398.2176 | 3908.5791 | 4494.7887 | 5168.3684 | 5942.6535
Other generation | MW | SEPD | Steady Progression | Dudhope | 0 | 0 | 0 | 0 | 0 | 0 | 0 | 0 | 0 | 0 | 0 | 0 | 0 | 0 | 0 | 0 | 0 | 0 | 0 | 0 | 0 | 0 | 0 | 0 | 0 | 0 | 0 | 0 | 0 | 0 | 0 | 0
Srg_BB001 | MW | SEPD | Steady Progression | Dudhope | 0 | 0.19897 | 0.21887 | 0.23877 | 0.25867 | 0.27856 | 0.29846 | 0.61682 | 0.63672 | 0.65661 | 0.67651 | 0.69641 | 0.82614 | 0.96065 | 1.0999 | 1.244 | 1.3928 | 1.4227 | 1.4525 | 1.4824 | 1.5122 | 1.542 | 1.7286 | 1.9151 | 2.1017 | 2.2882 | 2.4747 | 2.4747 | 2.4747 | 2.4747 | 2.4747 | 2.4747
Srg_BB002 | MW | SEPD | Steady Progression | Dudhope | 0 | 0 | 0.00016367 | 0.00033624 | 0.00051632 | 0.00070323 | 0.0008962 | 0.0027942 | 0.0038134 | 0.0049846 | 0.0063537 | 0.0079722 | 0.0082967 | 0.0086344 | 0.0089849 | 0.0093481 | 0.0097243 | 0.010111 | 0.010503 | 0.01091 | 0.011322 | 0.011746 | 0.021086 | 0.030908 | 0.041272 | 0.052174 | 0.063612 | 0.064855 | 0.065823 | 0.066785 | 0.067742 | 0.068694
Data centres (MW) | MW | SEPD | Steady Progression | Dumfin GSP | 0 | 0 | 0 | 0 | 0 | 0 | 0 | 0 | 0 | 0 | 0 | 0 | 0 | 0 | 0 | 0 | 0 | 0 | 0 | 0 | 0 | 0 | 0 | 0 | 0 | 0 | 0 | 0 | 0 | 0 | 0 | 0
Dem_BB001a | Number of homes (cumulative) | SEPD | Steady Progression | Dumfin GSP | 0 | 0 | 0 | 0 | 0 | 0 | 0 | 0 | 0 | 0 | 0 | 0 | 0 | 0 | 0 | 0 | 0 | 0.049108 | 0.10277 | 0.15005 | 0.1929 | 0.25073 | 0.28281 | 0.30916 | 0.33037 | 0.34723 | 0.36104 | 0.37231 | 0.38144 | 0.38807 | 0.39248 | 0.39457
Dem_BB002b | Floorspace (m2) (cumulative) | SEPD | Steady Progression | Dumfin GSP | 0 | 0 | 0 | 0 | 0 | 0 | 0 | 0 | 0 | 0 | 0 | 0 | 0 | 0 | 0 | 0 | 0 | 0 | 0 | 0 | 0 | 0 | 0 | 0 | 0 | 0 | 0 | 0 | 0 | 0 | 0 | 0
Domestic direct electric heating | Number | SEPD | Steady Progression | Dumfin GSP | 18.4581 | 18.4581 | 18.4581 | 18.4581 | 18.4581 | 18.4581 | 18.4581 | 18.4581 | 18.4581 | 18.4581 | 18.4581 | 18.2431 | 18.1369 | 18.031 | 17.9256 | 17.8207 | 17.7177 | 17.6405 | 17.5507 | 17.4612 | 17.3723 | 17.3992 | 17.4263 | 17.4531 | 17.4799 | 17.6211 | 17.7619 | 17.9025 | 18.0428 | 18.183 | 18.323 | 18.4631
Gas: Hydrogen peaking | MW | SEPD | Steady Progression | Dumfin GSP | 0 | 0 | 0 | 0 | 0 | 0 | 0 | 0 | 0 | 0 | 0 | 0 | 0 | 0 | 0 | 0 | 0 | 0 | 0 | 0 | 0 | 0 | 0 | 0 | 0 | 0 | 0 | 0 | 0 | 0 | 0 | 0
Gen_BB001 | MW | SEPD | Steady Progression | Dumfin GSP | 0 | 0 | 0 | 0 | 0 | 0 | 0 | 0 | 0 | 0 | 0 | 0 | 0 | 0 | 0 | 0 | 0 | 0 | 0 | 0 | 0 | 0 | 0 | 0 | 0 | 0 | 0 | 0 | 0 | 0 | 0 | 0
Gen_BB004 | MW | SEPD | Steady Progression | Dumfin GSP | 0 | 0 | 0 | 0 | 0 | 0 | 0 | 0 | 0 | 0 | 0 | 0 | 0 | 0 | 0 | 0 | 0 | 0 | 0 | 0 | 0 | 0 | 0 | 0 | 0 | 0 | 0 | 0 | 0 | 0 | 0 | 0
Gen_BB005 | MW | SEPD | Steady Progression | Dumfin GSP | 0 | 0 | 0 | 0 | 0 | 0 | 0 | 0 | 0 | 0 | 0 | 0 | 0 | 0 | 0 | 0 | 0 | 0 | 0 | 0 | 0 | 0 | 0 | 0 | 0 | 0 | 0 | 0 | 0 | 0 | 0 | 0
Gen_BB006 | MW | SEPD | Steady Progression | Dumfin GSP | 0 | 0 | 0 | 0 | 0 | 0 | 0 | 0 | 0 | 0 | 0 | 0 | 0 | 0 | 0 | 0 | 0 | 0 | 0 | 0 | 0 | 0 | 0 | 0 | 0 | 0 | 0 | 0 | 0 | 0 | 0 | 0
Gen_BB008 | MW | SEPD | Steady Progression | Dumfin GSP | 0 | 0 | 0 | 0 | 0 | 0 | 0 | 0 | 0 | 0 | 0 | 0 | 0 | 0 | 0 | 0 | 0 | 0 | 0 | 0 | 0 | 0 | 0 | 0 | 0 | 0 | 0 | 0 | 0 | 0 | 0 | 0
Gen_BB010 | MW | SEPD | Steady Progression | Dumfin GSP | 0 | 0 | 0 | 0 | 0 | 0 | 0 | 0 | 0 | 0 | 0 | 0 | 0 | 0 | 0 | 0 | 0 | 0 | 0 | 0 | 0 | 0 | 0 | 0 | 0 | 0 | 0 | 0 | 0 | 0 | 0 | 0
Gen_BB011 | MW | SEPD | Steady Progression | Dumfin GSP | 0 | 0 | 0 | 0 | 0 | 0 | 0 | 0 | 0 | 0 | 0 | 0 | 0 | 0 | 0 | 0 | 0 | 0 | 0 | 0 | 0 | 0 | 0 | 0 | 0 | 0 | 0 | 0 | 0 | 0 | 0 | 0
Gen_BB012 | MW | SEPD | Steady Progression | Dumfin GSP | 0 | 2.3603e-05 | 6.1413e-05 | 9.2599e-05 | 0.00012089 | 0.00014389 | 0.00016403 | 0.00019302 | 0.00022969 | 0.00027496 | 0.00032762 | 0.00038674 | 0.00044171 | 0.00049325 | 0.00054192 | 0.00058822 | 0.00063223 | 0.00067385 | 0.00071418 | 0.00075266 | 0.00078998 | 0.00082633 | 0.00085563 | 0.00088339 | 0.00090978 | 0.00093492 | 0.0009589 | 0.00097706 | 0.00099464 | 0.0010117 | 0.0010283 | 0.0010444
Gen_BB013 | MW | SEPD | Steady Progression | Dumfin GSP | 0.015488 | 0.01549 | 0.01549 | 0.015491 | 0.015492 | 0.015494 | 0.015496 | 0.015498 | 0.015499 | 0.01556 | 0.015634 | 0.01572 | 0.015804 | 0.015886 | 0.015966 | 0.016045 | 0.016123 | 0.016199 | 0.016274 | 0.016348 | 0.016422 | 0.01701 | 0.017607 | 0.018221 | 0.018852 | 0.020092 | 0.021367 | 0.022667 | 0.024004 | 0.025378 | 0.026788 | 0.028233
Gen_BB014 | MW | SEPD | Steady Progression | Dumfin GSP | 0 | 0 | 0 | 0 | 0 | 0 | 0 | 0 | 0 | 0 | 0 | 0 | 0 | 0 | 0 | 0 | 0 | 0 | 0 | 0 | 0 | 0 | 0 | 0 | 0 | 0 | 0 | 0 | 0 | 0 | 0 | 0
Gen_BB015 | MW | SEPD | Steady Progression | Dumfin GSP | 0 | 0 | 0 | 0 | 0 | 0 | 0 | 0 | 0 | 0 | 0 | 0 | 0 | 0 | 0 | 0 | 0 | 0 | 0 | 0 | 0 | 0 | 0 | 0 | 0 | 0 | 0 | 0 | 0 | 0 | 0 | 0
Gen_BB016 | MW | SEPD | Steady Progression | Dumfin GSP | 0 | 0 | 0 | 0 | 0 | 0 | 0 | 0 | 0 | 0 | 0 | 0 | 0 | 0 | 0 | 0 | 0 | 0 | 0 | 0 | 0 | 0 | 0 | 0 | 0 | 0 | 0 | 0 | 0 | 0 | 0 | 0
Gen_BB017 | MW | SEPD | Steady Progression | Dumfin GSP | 0 | 0 | 0 | 0 | 0 | 0 | 0 | 0 | 0 | 0 | 0 | 0 | 0 | 0 | 0 | 0 | 0 | 0 | 0 | 0 | 0 | 0 | 0 | 0 | 0 | 0 | 0 | 0 | 0 | 0 | 0 | 0
Gen_BB018 | MW | SEPD | Steady Progression | Dumfin GSP | 0 | 0 | 0 | 0 | 0 | 0 | 0 | 0 | 0 | 0 | 0 | 0 | 0 | 0 | 0 | 0 | 0 | 0 | 0 | 0 | 0 | 0 | 0 | 0 | 0 | 0 | 0 | 0 | 0 | 0 | 0 | 0
Hydrogen electrolysis | MW | SEPD | Steady Progression | Dumfin GSP | 0 | 0 | 0 | 0 | 0 | 0 | 0 | 0 | 0 | 0 | 0 | 0 | 0 | 0 | 0 | 0 | 0 | 0 | 0 | 0 | 0 | 0 | 0 | 0 | 0 | 0 | 0 | 0 | 0 | 0 | 0 | 0
Lct_BB001 | Number | SEPD | Steady Progression | Dumfin GSP | 0.5933 | 0.7594 | 1.0811 | 1.7883 | 2.6145 | 3.7338 | 5.1873 | 6.8037 | 8.8226 | 11.2779 | 14.2797 | 22.1119 | 31.0632 | 40.0254 | 48.9735 | 57.918 | 66.8787 | 78.3268 | 92.0536 | 106.5688 | 121.5394 | 138.0798 | 154.2231 | 169.4103 | 183.2403 | 195.737 | 203.7711 | 207.6966 | 211.5967 | 215.3436 | 219.1707 | 222.806
Lct_BB003 | Number | SEPD | Steady Progression | Dumfin GSP | 0 | 0 | 0 | 0 | 0 | 0 | 0 | 0 | 0 | 0 | 0 | 0 | 0 | 0 | 0 | 0 | 0 | 0 | 0 | 0 | 0 | 0 | 0 | 0 | 0 | 0 | 0 | 0 | 0 | 0 | 0 | 0
Lct_BB005 | Number | SEPD | Steady Progression | Dumfin GSP | 15.278 | 15.3648 | 15.4491 | 15.4634 | 15.4889 | 15.555 | 15.6319 | 15.7315 | 15.7451 | 15.8498 | 16.0527 | 16.1632 | 17.5368 | 18.9129 | 20.287 | 21.6638 | 23.0471 | 25.0184 | 26.9897 | 28.9442 | 30.8912 | 32.9216 | 37.0749 | 41.2334 | 45.4011 | 49.6979 | 54.0166 | 57.6309 | 61.2786 | 64.9477 | 68.6593 | 72.3996
Lct_BB006 | Number | SEPD | Steady Progression | Dumfin GSP | 0 | 0 | 0 | 0 | 0 | 0 | 0 | 0 | 0 | 0 | 0 | 0 | 0 | 0 | 0 | 0 | 0 | 0 | 0 | 0 | 0 | 0 | 0 | 0 | 0 | 0 | 0 | 0 | 0 | 0 | 0 | 0
Lct_BB007 | Number | SEPD | Steady Progression | Dumfin GSP | 0 | 0 | 0 | 0 | 0 | 0 | 0 | 0 | 0 | 0 | 0 | 0 | 0 | 0 | 0 | 0 | 0 | 0 | 0 | 0 | 0 | 0 | 0 | 0 | 0 | 0 | 0 | 0 | 0 | 0 | 0 | 0
Lct_BB008 | Number | SEPD | Steady Progression | Dumfin GSP | 0 | 0 | 0 | 0 | 0 | 0 | 0 | 0 | 0 | 0 | 0 | 0 | 0 | 0 | 0 | 0 | 0 | 0 | 0 | 0 | 0 | 0 | 0 | 0 | 0 | 0 | 0 | 0 | 0 | 0 | 0 | 0
Lct_BB010b | MW | SEPD | Steady Progression | Dumfin GSP | 0.028 | 0.028 | 0.028 | 0.0308 | 0.0322 | 0.0336 | 0.0378 | 0.0448 | 0.0462 | 0.056 | 0.0658 | 0.105 | 0.1358 | 0.182 | 0.203 | 0.2324 | 0.266 | 0.3122 | 0.35 | 0.4326 | 0.5474 | 0.6398 | 0.6832 | 0.8078 | 0.8386 | 0.8638 | 0.868 | 0.8778 | 0.889 | 0.8904 | 0.8904 | 0.8904
Lct_BB011b | MW | SEPD | Steady Progression | Dumfin GSP | 0 | 0.0002 | 0.00153 | 0.00328 | 0.00502 | 0.00706 | 0.00936 | 0.01173 | 0.01452 | 0.01761 | 0.02116 | 0.02522 | 0.03108 | 0.03792 | 0.04576 | 0.05445 | 0.06418 | 0.07539 | 0.08745 | 0.10001 | 0.11289 | 0.12488 | 0.13617 | 0.1465 | 0.15542 | 0.16284 | 0.16886 | 0.16961 | 0.17028 | 0.17095 | 0.17163 | 0.17228
Lct_BB012b | MW | SEPD | Steady Progression | Dumfin GSP | 0 | 0 | 1e-05 | 0.00029 | 0.00058 | 0.00101 | 0.00152 | 0.00198 | 0.00253 | 0.00318 | 0.00392 | 0.00479 | 0.00628 | 0.00795 | 0.00982 | 0.01187 | 0.01409 | 0.01659 | 0.01919 | 0.02183 | 0.02445 | 0.02669 | 0.0287 | 0.03041 | 0.03179 | 0.03284 | 0.03366 | 0.03373 | 0.03379 | 0.03384 | 0.03388 | 0.03388
Lct_BB013b | MW | SEPD | Steady Progression | Dumfin GSP | 0 | 0.0003 | 0.00063 | 0.00115 | 0.00134 | 0.0016 | 0.00174 | 0.00315 | 0.00479 | 0.0067 | 0.00891 | 0.01145 | 0.01623 | 0.02181 | 0.02826 | 0.0356 | 0.04388 | 0.05342 | 0.06383 | 0.0749 | 0.08643 | 0.0975 | 0.10823 | 0.11834 | 0.12753 | 0.13564 | 0.14192 | 0.14472 | 0.14716 | 0.14927 | 0.15112 | 0.15123
Lct_BB014 | Number | SEPD | Steady Progression | Dumfin GSP | 0.083407 | 0.084047 | 0.096974 | 0.11152 | 0.12896 | 0.14887 | 0.17171 | 0.11769 | 0.13411 | 0.1533 | 0.17491 | 0.19953 | 0.21349 | 0.24546 | 0.2828 | 0.32549 | 0.37475 | 0.41093 | 0.45155 | 0.49705 | 0.54793 | 0.60535 | 0.80182 | 0.8885 | 0.98475 | 1.0937 | 1.2161 | 1.3987 | 1.6087 | 1.85 | 2.1272 | 2.4459
Other generation | MW | SEPD | Steady Progression | Dumfin GSP | 0 | 0 | 0 | 0 | 0 | 0 | 0 | 0 | 0 | 0 | 0 | 0 | 0 | 0 | 0 | 0 | 0 | 0 | 0 | 0 | 0 | 0 | 0 | 0 | 0 | 0 | 0 | 0 | 0 | 0 | 0 | 0
Srg_BB001 | MW | SEPD | Steady Progression | Dumfin GSP | 0 | 0 | 0 | 0 | 0 | 0 | 0 | 0 | 0 | 0 | 0 | 0 | 0 | 0 | 0 | 0 | 0 | 0 | 0 | 0 | 0 | 0 | 0 | 0 | 0 | 0 | 0 | 0 | 0 | 0 | 0 | 0
Srg_BB002 | MW | SEPD | Steady Progression | Dumfin GSP | 0 | 0 | 1.5234e-05 | 3.0764e-05 | 4.6483e-05 | 6.2401e-05 | 7.8486e-05 | 0.00023188 | 0.00031112 | 0.00039304 | 0.00047855 | 0.00056849 | 0.0005848 | 0.00060033 | 0.00061522 | 0.00062958 | 0.00064351 | 0.000657 | 0.00066996 | 0.0006827 | 0.00069503 | 0.00070713 | 0.00096441 | 0.0012259 | 0.0014931 | 0.0017658 | 0.0020437 | 0.0020732 | 0.0020958 | 0.0021178 | 0.0021392 | 0.0021602
Data centres (MW) | MW | SEPD | Steady Progression | Dungervan | 0 | 0 | 0 | 0 | 0 | 0 | 0 | 0 | 0 | 0 | 0 | 0 | 0 | 0 | 0 | 0 | 0 | 0 | 0 | 0 | 0 | 0 | 0 | 0 | 0 | 0 | 0 | 0 | 0 | 0 | 0 | 0
Dem_BB001a | Number of homes (cumulative) | SEPD | Steady Progression | Dungervan | 0 | 0 | 0 | 0 | 0 | 0 | 0 | 0 | 0 | 0 | 0 | 0 | 0 | 0 | 0 | 0 | 0 | 0.39757 | 0.83198 | 1.2148 | 1.5617 | 1.8782 | 2.0537 | 2.1979 | 2.314 | 2.4062 | 2.4818 | 2.5435 | 2.5934 | 2.6297 | 2.6539 | 2.6653
Dem_BB002b | Floorspace (m2) (cumulative) | SEPD | Steady Progression | Dungervan | 0 | 0 | 0 | 0 | 0 | 6675 | 13906.25 | 15018.75 | 16131.25 | 17243.75 | 18356.25 | 19468.75 | 20581.25 | 21693.75 | 22250 | 22250 | 22250 | 22250 | 22250 | 22250 | 22250 | 22250 | 22250 | 22250 | 22250 | 22250 | 22250 | 22250 | 22250 | 22250 | 22250 | 22250
Domestic direct electric heating | Number | SEPD | Steady Progression | Dungervan | 1293.2994 | 1293.2972 | 1293.2983 | 1293.2983 | 1293.2983 | 1293.2983 | 1293.2983 | 1293.2983 | 1293.2983 | 1293.2983 | 1293.2983 | 1285.7505 | 1282.2632 | 1278.7841 | 1275.5572 | 1272.6972 | 1268.8543 | 1266.8764 | 1264.1424 | 1261.537 | 1259.0599 | 1256.8261 | 1254.8453 | 1252.9858 | 1251.3672 | 1249.76 | 1248.1646 | 1246.5818 | 1245.0121 | 1243.4559 | 1241.9135 | 1240.3852
Gas: Hydrogen peaking | MW | SEPD | Steady Progression | Dungervan | 0 | 0 | 0 | 0 | 0 | 0 | 0 | 0 | 0 | 0 | 0 | 0 | 0 | 0 | 0 | 0 | 0 | 0 | 0 | 0 | 0 | 0 | 0 | 0 | 0 | 0 | 0 | 0 | 0 | 0 | 0 | 0
Gen_BB001 | MW | SEPD | Steady Progression | Dungervan | 0 | 0 | 0 | 0 | 0 | 0 | 0 | 0 | 0 | 0 | 0 | 0 | 0 | 0 | 0 | 0 | 0 | 0 | 0 | 0 | 0 | 0 | 0 | 0 | 0 | 0 | 0 | 0 | 0 | 0 | 0 | 0
Gen_BB004 | MW | SEPD | Steady Progression | Dungervan | 0 | 0 | 0 | 0 | 0 | 0 | 0 | 0 | 0 | 0 | 0 | 0 | 0 | 0 | 0 | 0 | 0 | 0 | 0 | 0 | 0 | 0 | 0 | 0 | 0 | 0 | 0 | 0 | 0 | 0 | 0 | 0
Gen_BB005 | MW | SEPD | Steady Progression | Dungervan | 0 | 0 | 0 | 0 | 0 | 0 | 0 | 0 | 0 | 0 | 0 | 0 | 0 | 0 | 0 | 0 | 0 | 0 | 0 | 0 | 0 | 0 | 0 | 0 | 0 | 0 | 0 | 0 | 0 | 0 | 0 | 0
Gen_BB006 | MW | SEPD | Steady Progression | Dungervan | 0 | 0 | 0 | 0 | 0 | 0 | 0 | 0 | 0 | 0 | 0 | 0 | 0 | 0 | 0 | 0 | 0 | 0 | 0 | 0 | 0 | 0 | 0 | 0 | 0 | 0 | 0 | 0 | 0 | 0 | 0 | 0
Gen_BB008 | MW | SEPD | Steady Progression | Dungervan | 0 | 0 | 0 | 0 | 0 | 0 | 0 | 0 | 0 | 0 | 0 | 0 | 0 | 0 | 0 | 0 | 0 | 0 | 0 | 0 | 0 | 0 | 0 | 0 | 0 | 0 | 0 | 0 | 0 | 0 | 0 | 0
Gen_BB010 | MW | SEPD | Steady Progression | Dungervan | 0 | 0 | 0 | 0 | 0 | 0 | 0 | 0 | 0 | 0 | 0 | 0 | 0 | 0 | 0 | 0 | 0 | 0 | 0 | 0 | 0 | 0 | 0 | 0 | 0 | 0 | 0 | 0 | 0 | 0 | 0 | 0
Gen_BB011 | MW | SEPD | Steady Progression | Dungervan | 0 | 0 | 0 | 0 | 0 | 0 | 0 | 0 | 0 | 0 | 0 | 0 | 0 | 0 | 0 | 0 | 0 | 0 | 0 | 0 | 0 | 0 | 0 | 0 | 0 | 0 | 0 | 0 | 0 | 0 | 0 | 0
Gen_BB012 | MW | SEPD | Steady Progression | Dungervan | 0.01024 | 0.010783 | 0.011683 | 0.012454 | 0.013176 | 0.01378 | 0.014321 | 0.015122 | 0.016174 | 0.017508 | 0.019134 | 0.021059 | 0.022947 | 0.024809 | 0.026652 | 0.028484 | 0.030299 | 0.032084 | 0.033878 | 0.035651 | 0.037429 | 0.039217 | 0.040704 | 0.042155 | 0.043573 | 0.044962 | 0.046322 | 0.04737 | 0.0484 | 0.049414 | 0.050416 | 0.051403
Gen_BB013 | MW | SEPD | Steady Progression | Dungervan | 0.35197 | 0.35661 | 0.36401 | 0.37033 | 0.37619 | 0.38113 | 0.38556 | 0.39202 | 0.40042 | 0.4113 | 0.42442 | 0.43975 | 0.45528 | 0.47052 | 0.48629 | 0.50318 | 0.52043 | 0.5384 | 0.55561 | 0.57322 | 0.59146 | 0.61087 | 0.62942 | 0.64857 | 0.66897 | 0.68949 | 0.71019 | 0.72882 | 0.74759 | 0.76655 | 0.78572 | 0.8051
Gen_BB014 | MW | SEPD | Steady Progression | Dungervan | 0 | 0 | 0 | 0 | 0 | 0 | 0 | 0 | 0 | 0 | 0 | 0 | 0 | 0 | 0 | 0 | 0 | 0 | 0 | 0 | 0 | 0 | 0 | 0 | 0 | 0 | 0 | 0 | 0 | 0 | 0 | 0
Gen_BB015 | MW | SEPD | Steady Progression | Dungervan | 28.5 | 28.5 | 28.5 | 28.5 | 28.5 | 28.5 | 28.5 | 28.5 | 28.5 | 31.896 | 32.3137 | 33.767 | 34.5575 | 34.9627 | 37.3375 | 40.8629 | 41.2553 | 41.6433 | 47.2767 | 47.6553 | 48.0291 | 48.3983 | 48.7627 | 49.1225 | 51.3525 | 51.7027 | 52.048 | 52.3951 | 52.7439 | 53.0944 | 53.4466 | 53.8006
Gen_BB016 | MW | SEPD | Steady Progression | Dungervan | 1.1105 | 1.1105 | 1.1142 | 1.1184 | 1.1228 | 1.1278 | 1.1345 | 1.144 | 1.1601 | 1.1871 | 1.2269 | 1.2741 | 1.3252 | 1.3756 | 1.4251 | 1.4739 | 1.522 | 1.5692 | 1.6134 | 1.6545 | 1.693 | 1.7288 | 1.7623 | 1.7936 | 1.8227 | 1.8498 | 1.8752 | 1.8993 | 1.9209 | 1.9404 | 1.9579 | 1.9737
Gen_BB017 | MW | SEPD | Steady Progression | Dungervan | 0 | 0 | 0 | 0 | 0 | 0 | 0 | 0 | 0 | 0 | 0 | 0 | 0 | 0 | 0 | 0 | 0 | 0 | 0 | 0 | 0 | 0 | 0 | 0 | 0 | 0 | 0 | 0 | 0 | 0 | 0 | 0
Gen_BB018 | MW | SEPD | Steady Progression | Dungervan | 2.5187 | 2.5187 | 2.5187 | 2.5187 | 2.5218 | 2.5345 | 2.5353 | 2.539 | 2.5426 | 2.5432 | 2.5468 | 2.5474 | 2.5508 | 2.5543 | 2.5548 | 2.5582 | 2.5587 | 2.562 | 2.5624 | 2.5658 | 2.5661 | 2.5664 | 2.5697 | 2.57 | 2.5733 | 2.5736 | 2.5738 | 2.5771 | 2.5773 | 2.5805 | 2.5807 | 2.5809
Hydrogen electrolysis | MW | SEPD | Steady Progression | Dungervan | 0 | 0 | 0 | 0 | 0 | 0 | 0 | 0 | 0 | 0 | 0 | 0 | 0 | 0 | 0 | 0 | 0 | 0 | 0 | 0 | 0 | 0 | 0 | 0 | 0 | 0 | 0 | 0 | 0 | 0 | 0 | 0
Lct_BB001 | Number | SEPD | Steady Progression | Dungervan | 19.5191 | 24.6524 | 34.8285 | 56.8972 | 82.3147 | 116.0294 | 159.3397 | 207.0106 | 264.855 | 334.9343 | 419.2687 | 603.7956 | 807.6417 | 1011.4829 | 1215.3243 | 1419.1721 | 1622.9789 | 1910.088 | 2240.1087 | 2588.3733 | 2945.7426 | 3339.4877 | 3722.29 | 4079.7834 | 4403.5969 | 4693.6893 | 4835.6671 | 4925.8032 | 5015.8467 | 5102.065 | 5190.2979 | 5275.7595
Lct_BB003 | Number | SEPD | Steady Progression | Dungervan | 0 | 0 | 0 | 0 | 0 | 0 | 0 | 0 | 0 | 0 | 0 | 0 | 0 | 0 | 0 | 0 | 0 | 0 | 0 | 0 | 0 | 0 | 0 | 0 | 0 | 0 | 0 | 0 | 0 | 0 | 0 | 0
Lct_BB005 | Number | SEPD | Steady Progression | Dungervan | 297.1253 | 301.7323 | 303.6045 | 305.5834 | 309.1354 | 313.0997 | 317.2136 | 322.4777 | 323.5683 | 326.7517 | 333.5409 | 337.3138 | 382.9759 | 428.6844 | 474.5144 | 520.597 | 566.7871 | 632.6935 | 698.2799 | 763.6791 | 828.9119 | 894.0596 | 1029.3194 | 1164.7611 | 1300.6221 | 1436.7537 | 1573.2758 | 1686.4713 | 1800.1462 | 1914.4443 | 2029.4633 | 2145.4438
Lct_BB006 | Number | SEPD | Steady Progression | Dungervan | 0 | 0 | 0 | 0 | 0 | 0 | 0 | 0 | 0 | 0 | 0 | 0 | 0 | 0 | 0 | 0 | 0 | 0 | 0 | 0 | 0 | 0 | 0 | 0 | 0 | 0 | 0 | 0 | 0 | 0 | 0 | 0
Lct_BB007 | Number | SEPD | Steady Progression | Dungervan | 0 | 0 | 0 | 0 | 0 | 0 | 0 | 0 | 0 | 0 | 0 | 0 | 0 | 0 | 0 | 0 | 0 | 0 | 0 | 0 | 0 | 0 | 0 | 0 | 0 | 0 | 0 | 0 | 0 | 0 | 0 | 0
Lct_BB008 | Number | SEPD | Steady Progression | Dungervan | 0 | 0 | 0 | 0 | 0 | 0 | 0 | 0 | 0 | 0 | 0 | 0 | 0 | 0 | 0 | 0 | 0 | 0 | 0 | 0 | 0 | 0 | 0 | 0 | 0 | 0 | 0 | 0 | 0 | 0 | 0 | 0
Lct_BB010b | MW | SEPD | Steady Progression | Dungervan | 0.035 | 0.04626 | 0.05782 | 0.15487 | 0.25757 | 0.40801 | 0.63562 | 0.81837 | 1.0292 | 1.334 | 1.7762 | 2.5307 | 3.4872 | 4.2536 | 5.0385 | 5.7466 | 6.5096 | 7.7952 | 9.1775 | 10.7462 | 13.7919 | 17.2642 | 20.3779 | 21.7105 | 22.557 | 23.0572 | 23.1121 | 23.1863 | 23.2367 | 23.5223 | 23.5783 | 23.7001
Lct_BB011b | MW | SEPD | Steady Progression | Dungervan | 0.036 | 0.0374 | 0.04455 | 0.05441 | 0.06404 | 0.07548 | 0.08934 | 0.10329 | 0.11897 | 0.13678 | 0.15733 | 0.18091 | 0.21454 | 0.25355 | 0.29839 | 0.34924 | 0.40611 | 0.47128 | 0.5415 | 0.61528 | 0.69168 | 0.76432 | 0.83415 | 0.89887 | 0.95689 | 1.0067 | 1.0483 | 1.0621 | 1.0756 | 1.0891 | 1.1029 | 1.116
Lct_BB012b | MW | SEPD | Steady Progression | Dungervan | 0.383 | 0.3835 | 0.38406 | 0.38761 | 0.39137 | 0.39649 | 0.40237 | 0.41041 | 0.42013 | 0.43168 | 0.44522 | 0.46136 | 0.48736 | 0.51786 | 0.55304 | 0.5932 | 0.63836 | 0.69068 | 0.74757 | 0.80813 | 0.87112 | 0.93003 | 0.98644 | 1.0393 | 1.0869 | 1.1283 | 1.1682 | 1.1804 | 1.1906 | 1.1987 | 1.2047 | 1.2047
Lct_BB013b | MW | SEPD | Steady Progression | Dungervan | 0 | 0.0002 | 0.0005 | 0.00092 | 0.00108 | 0.00128 | 0.00139 | 0.00252 | 0.00383 | 0.00537 | 0.00715 | 0.00919 | 0.01304 | 0.01752 | 0.0227 | 0.02861 | 0.03528 | 0.04295 | 0.05133 | 0.06023 | 0.06951 | 0.07842 | 0.08705 | 0.09519 | 0.10258 | 0.1091 | 0.11416 | 0.11642 | 0.11839 | 0.12009 | 0.12158 | 0.12166
Lct_BB014 | Number | SEPD | Steady Progression | Dungervan | 3.0611 | 3.0845 | 3.559 | 4.0926 | 4.733 | 5.4636 | 6.3016 | 4.8109 | 5.4819 | 6.2663 | 7.1497 | 8.1561 | 11.9736 | 13.767 | 15.8613 | 18.2552 | 21.0184 | 23.0474 | 25.3254 | 27.8774 | 30.7313 | 33.9515 | 47.6443 | 52.7946 | 58.514 | 64.9865 | 72.2595 | 83.1087 | 95.5904 | 109.9271 | 126.4005 | 145.3369
Other generation | MW | SEPD | Steady Progression | Dungervan | 0 | 0 | 0 | 0 | 0 | 0 | 0 | 0 | 0 | 0 | 0 | 0 | 0 | 0 | 0 | 0 | 0 | 0 | 0 | 0 | 0 | 0 | 0 | 0 | 0 | 0 | 0 | 0 | 0 | 0 | 0 | 0
Srg_BB001 | MW | SEPD | Steady Progression | Dungervan | 0 | 0.044608 | 0.063688 | 0.083266 | 0.10306 | 0.12237 | 0.1504 | 0.33445 | 0.37454 | 0.41747 | 0.46566 | 0.53782 | 0.57187 | 0.60616 | 0.64114 | 0.68197 | 0.76018 | 0.80848 | 0.86516 | 0.92242 | 0.97816 | 1.0387 | 1.0972 | 1.1595 | 1.2243 | 1.2941 | 1.353 | 1.3618 | 1.3705 | 1.3774 | 1.3833 | 1.3901
Srg_BB002 | MW | SEPD | Steady Progression | Dungervan | 0 | 0 | 0.00035799 | 0.00072923 | 0.001111 | 0.0015025 | 0.0019027 | 0.0057829 | 0.0078298 | 0.0099953 | 0.012317 | 0.014833 | 0.015302 | 0.015761 | 0.016211 | 0.016657 | 0.017099 | 0.017536 | 0.017965 | 0.018395 | 0.01882 | 0.019244 | 0.028404 | 0.037851 | 0.047642 | 0.057768 | 0.068224 | 0.069348 | 0.070213 | 0.071064 | 0.071902 | 0.072727
Data centres (MW) | MW | SEPD | Steady Progression | Dunoon | 0 | 0 | 0 | 0 | 0 | 0 | 0 | 0 | 0 | 0 | 0 | 0 | 0 | 0 | 0 | 0 | 0 | 0 | 0 | 0 | 0 | 0 | 0 | 0 | 0 | 0 | 0 | 0 | 0 | 0 | 0 | 0
Dem_BB001a | Number of homes (cumulative) | SEPD | Steady Progression | Dunoon | 0 | 13.0964 | 60.3293 | 138.3505 | 231.3868 | 267.3985 | 294.4592 | 315.6218 | 333.7405 | 348.7405 | 365.8441 | 380.8441 | 390.8441 | 393.8441 | 394.8441 | 395.8441 | 395.8441 | 397.2509 | 398.7881 | 400.1425 | 401.37 | 402.4738 | 403.086 | 403.5889 | 403.9938 | 404.3155 | 404.5791 | 404.7942 | 404.9684 | 405.095 | 405.1791 | 405.219
Dem_BB002b | Floorspace (m2) (cumulative) | SEPD | Steady Progression | Dunoon | 0 | 0 | 0 | 0 | 0 | 0 | 0 | 0 | 0 | 0 | 0 | 0 | 0 | 0 | 0 | 0 | 0 | 0 | 0 | 0 | 0 | 0 | 0 | 0 | 0 | 0 | 0 | 0 | 0 | 0 | 0 | 0
Domestic direct electric heating | Number | SEPD | Steady Progression | Dunoon | 3097.2738 | 3098.6681 | 3103.7495 | 3112.1741 | 3122.2186 | 3126.1065 | 3129.0223 | 3131.2902 | 3133.2342 | 3134.8541 | 3136.69 | 3107.8404 | 3091.9918 | 3076.1064 | 3060.7955 | 3046.1657 | 3032.6156 | 3023.6899 | 3012.212 | 3001.2683 | 2990.6223 | 2980.5022 | 2971.6373 | 2962.9305 | 2954.3981 | 2946.0402 | 2937.7432 | 2929.5085 | 2921.3366 | 2913.2284 | 2905.1844 | 2897.2053
Gas: Hydrogen peaking | MW | SEPD | Steady Progression | Dunoon | 0 | 0 | 0 | 0 | 0 | 0 | 0 | 0 | 0 | 0 | 0 | 0 | 0 | 0 | 0 | 0 | 0 | 0 | 0 | 0 | 0 | 0 | 0 | 0 | 0 | 0 | 0 | 0 | 0 | 0 | 0 | 0
Gen_BB001 | MW | SEPD | Steady Progression | Dunoon | 0 | 0 | 0 | 0 | 0 | 0 | 0 | 0 | 0 | 0 | 0 | 0 | 0 | 0 | 0 | 0 | 0 | 0 | 0 | 0 | 0 | 0 | 0 | 0 | 0 | 0 | 0 | 0 | 0 | 0 | 0 | 0
Gen_BB004 | MW | SEPD | Steady Progression | Dunoon | 0 | 0 | 0 | 0 | 0 | 0 | 0 | 0 | 0 | 0 | 0 | 0 | 0 | 0 | 0 | 0 | 0 | 0 | 0 | 0 | 0 | 0 | 0 | 0 | 0 | 0 | 0 | 0 | 0 | 0 | 0 | 0
Gen_BB005 | MW | SEPD | Steady Progression | Dunoon | 0 | 0 | 0 | 0 | 0 | 0 | 0 | 0 | 0 | 0 | 0 | 0 | 0 | 0 | 0 | 0 | 0 | 0 | 0 | 0 | 0 | 0 | 0 | 0 | 0 | 0 | 0 | 0 | 0 | 0 | 0 | 0
Gen_BB006 | MW | SEPD | Steady Progression | Dunoon | 0 | 0 | 0 | 0 | 0 | 0 | 0 | 0 | 0 | 0 | 0 | 0 | 0 | 0 | 0 | 0 | 0 | 0 | 0 | 0 | 0 | 0 | 0 | 0 | 0 | 0 | 0 | 0 | 0 | 0 | 0 | 0
Gen_BB008 | MW | SEPD | Steady Progression | Dunoon | 0 | 0 | 0 | 0 | 0 | 0 | 0 | 0 | 0 | 0 | 0 | 0 | 0 | 0 | 0 | 0 | 0 | 0 | 0 | 0 | 0 | 0 | 0 | 0 | 0 | 0 | 0 | 0 | 0 | 0 | 0 | 0
Gen_BB010 | MW | SEPD | Steady Progression | Dunoon | 0 | 0 | 0 | 0 | 0 | 0 | 0 | 0 | 0 | 0 | 0 | 0 | 0 | 0 | 0 | 0 | 0 | 0 | 0 | 0 | 0 | 0 | 0 | 0 | 0 | 0 | 0 | 0 | 0 | 0 | 0 | 0
Gen_BB011 | MW | SEPD | Steady Progression | Dunoon | 0 | 0 | 0 | 0 | 0 | 0 | 0 | 0 | 0 | 0 | 0 | 0 | 0 | 0 | 0 | 0 | 0 | 0 | 0 | 0 | 0 | 0 | 0 | 0 | 0 | 0 | 0 | 0 | 0 | 0 | 0 | 0
Gen_BB012 | MW | SEPD | Steady Progression | Dunoon | 0.29508 | 0.29668 | 0.29929 | 0.30151 | 0.30357 | 0.30528 | 0.3068 | 0.30904 | 0.31194 | 0.31576 | 0.32042 | 0.32596 | 0.33141 | 0.33679 | 0.34213 | 0.34745 | 0.35272 | 0.35791 | 0.36314 | 0.36832 | 0.37351 | 0.37874 | 0.3831 | 0.38735 | 0.39151 | 0.39558 | 0.39957 | 0.40265 | 0.40567 | 0.40865 | 0.4116 | 0.4145
Gen_BB013 | MW | SEPD | Steady Progression | Dunoon | 1.0384 | 1.0493 | 1.0704 | 1.0949 | 1.1226 | 1.1395 | 1.1543 | 1.1723 | 1.1938 | 1.2301 | 1.2739 | 1.3239 | 1.3738 | 1.4227 | 1.4729 | 1.5249 | 1.5791 | 1.6346 | 1.6888 | 1.7449 | 1.8025 | 1.8627 | 1.9226 | 1.9833 | 2.0449 | 2.1076 | 2.1707 | 2.2277 | 2.2853 | 2.3434 | 2.4022 | 2.4616
Gen_BB014 | MW | SEPD | Steady Progression | Dunoon | 0 | 0 | 0 | 0 | 0 | 0 | 0 | 0 | 0 | 0 | 0 | 0 | 0 | 0 | 0 | 0 | 0 | 0 | 0 | 0 | 0 | 0 | 0 | 0 | 0 | 0 | 0 | 0 | 0 | 0 | 0 | 0
Gen_BB015 | MW | SEPD | Steady Progression | Dunoon | 29 | 29 | 29 | 29 | 29 | 29 | 29 | 29 | 29 | 30.1189 | 30.2566 | 30.7354 | 30.9958 | 31.1294 | 31.9118 | 40.3234 | 40.4526 | 40.5805 | 40.7068 | 40.8316 | 40.9547 | 41.0764 | 41.1964 | 41.315 | 41.432 | 41.5473 | 41.6611 | 41.7755 | 41.8904 | 42.0059 | 42.1219 | 42.2385
Gen_BB016 | MW | SEPD | Steady Progression | Dunoon | 0.11879 | 0.11879 | 0.12 | 0.12137 | 0.12285 | 0.12449 | 0.12668 | 0.12981 | 0.13514 | 0.14401 | 0.15715 | 0.17269 | 0.18952 | 0.20613 | 0.22245 | 0.23851 | 0.25437 | 0.26991 | 0.28447 | 0.29801 | 0.3107 | 0.32251 | 0.33352 | 0.34384 | 0.35343 | 0.36237 | 0.37074 | 0.37868 | 0.38578 | 0.39222 | 0.39799 | 0.4032
Gen_BB017 | MW | SEPD | Steady Progression | Dunoon | 0 | 0 | 0 | 0 | 0 | 0 | 0 | 0 | 0 | 0 | 0 | 0 | 0 | 0 | 0 | 0 | 0 | 0 | 0 | 0 | 0 | 0 | 0 | 0 | 0 | 0 | 0 | 0 | 0 | 0 | 0 | 0
Gen_BB018 | MW | SEPD | Steady Progression | Dunoon | 2.59 | 3.5 | 3.5 | 3.85 | 3.8541 | 3.871 | 3.8721 | 3.877 | 3.8818 | 3.8827 | 3.8874 | 3.8882 | 3.8928 | 3.8975 | 3.8981 | 3.9027 | 3.9033 | 3.9077 | 3.9083 | 3.9127 | 3.9132 | 3.9136 | 3.918 | 3.9184 | 3.9228 | 3.9231 | 3.9234 | 3.9278 | 3.9281 | 3.9323 | 3.9326 | 3.9329
Hydrogen electrolysis | MW | SEPD | Steady Progression | Dunoon | 0 | 0 | 0 | 0 | 0 | 0 | 0 | 0 | 0 | 0 | 0 | 0 | 0 | 0 | 0 | 0 | 0 | 0 | 0 | 0 | 0 | 0 | 0 | 0 | 0 | 0 | 0 | 0 | 0 | 0 | 0 | 0
Lct_BB001 | Number | SEPD | Steady Progression | Dunoon | 37.3814 | 47.6805 | 68.4063 | 114.4498 | 169.4192 | 244.8104 | 344.5025 | 458.6117 | 601.1162 | 778.6708 | 998.8476 | 1469.9488 | 2202.004 | 2933.9989 | 3666.0312 | 4398.0417 | 5130.0243 | 5991.3282 | 7076.0846 | 8234.7926 | 9439.3323 | 10778.3013 | 12100.9226 | 13359.8387 | 14525.1347 | 15593.3999 | 16631.6337 | 16973.3515 | 17314.4884 | 17640.8366 | 17972.6959 | 18277.2283
Lct_BB003 | Number | SEPD | Steady Progression | Dunoon | 0 | 0 | 0 | 0 | 0 | 0 | 0 | 0 | 0 | 0 | 0 | 0 | 0 | 0 | 0 | 0 | 0 | 0 | 0 | 0 | 0 | 0 | 0 | 0 | 0 | 0 | 0 | 0 | 0 | 0 | 0 | 0
Lct_BB005 | Number | SEPD | Steady Progression | Dunoon | 213.8892 | 255.4181 | 266.8063 | 290.5493 | 331.4974 | 368.3777 | 406.5538 | 454.0402 | 464.5767 | 470.8661 | 483.1573 | 490.4828 | 571.7485 | 653.0553 | 734.6749 | 816.8415 | 899.4493 | 1016.2214 | 1132.6164 | 1248.8981 | 1364.9253 | 1481.0261 | 1720.8297 | 1961.0008 | 2201.6769 | 2443.1033 | 2685.4866 | 2885.9056 | 3084.7128 | 3282.9763 | 3477.9505 | 3663.9185
Lct_BB006 | Number | SEPD | Steady Progression | Dunoon | 0 | 0 | 1.2925 | 2.5714 | 3.8376 | 5.0892 | 6.3285 | 15.3888 | 24.3194 | 33.3251 | 42.1991 | 50.9386 | 74.5808 | 98.0317 | 121.287 | 144.3472 | 167.2133 | 178.3675 | 189.3768 | 200.2416 | 210.9632 | 221.5401 | 248.5104 | 275.03 | 301.0955 | 326.71 | 351.8733 | 400.8569 | 449.8405 | 498.8241 | 547.8077 | 596.7913
Lct_BB007 | Number | SEPD | Steady Progression | Dunoon | 27.0166 | 28.9344 | 28.4363 | 30.3444 | 32.0911 | 33.7457 | 35.4791 | 37.6573 | 38.1107 | 38.6544 | 39.7957 | 40.4327 | 48.2659 | 56.0991 | 63.9323 | 71.7655 | 79.5986 | 90.7592 | 101.8649 | 112.9156 | 123.9115 | 134.8524 | 157.7376 | 180.6228 | 203.5081 | 226.3933 | 249.2786 | 268.1135 | 286.9485 | 305.7834 | 324.6184 | 343.4533
Lct_BB008 | Number | SEPD | Steady Progression | Dunoon | 0 | 0 | 0.0559 | 0.11125 | 0.16601 | 0.22021 | 0.27381 | 0.66403 | 1.0487 | 1.4277 | 1.8012 | 2.169 | 3.1642 | 4.1511 | 5.1299 | 6.1004 | 7.0628 | 7.5322 | 7.9955 | 8.4528 | 8.904 | 9.3491 | 10.4842 | 11.6003 | 12.6973 | 13.7754 | 14.8344 | 16.896 | 18.9575 | 21.0191 | 23.0807 | 25.1422
Lct_BB010b | MW | SEPD | Steady Progression | Dunoon | 0.243 | 0.25884 | 0.32304 | 0.46909 | 0.62989 | 0.88095 | 1.2124 | 1.531 | 1.9155 | 2.4709 | 2.9928 | 4.6253 | 6.4122 | 8.1487 | 9.8779 | 11.5794 | 13.2615 | 15.6645 | 18.2832 | 21.0506 | 24.7489 | 29.6981 | 34.7132 | 39.6245 | 42.7469 | 45.2076 | 45.7688 | 46.3596 | 47.026 | 47.544 | 48.0158 | 48.3868
Lct_BB011b | MW | SEPD | Steady Progression | Dunoon | 0 | 0.004 | 0.01632 | 0.03422 | 0.05214 | 0.07363 | 0.09893 | 0.12437 | 0.1536 | 0.18731 | 0.22602 | 0.27043 | 0.33327 | 0.40643 | 0.49015 | 0.58444 | 0.6904 | 0.8114 | 0.94294 | 1.0817 | 1.2246 | 1.3622 | 1.494 | 1.6169 | 1.7264 | 1.821 | 1.9006 | 1.9292 | 1.957 | 1.9849 | 2.0131 | 2.0402
Lct_BB012b | MW | SEPD | Steady Progression | Dunoon | 0.132 | 0.1324 | 0.13287 | 0.13744 | 0.14242 | 0.14946 | 0.15741 | 0.16667 | 0.17775 | 0.19093 | 0.20623 | 0.22433 | 0.25404 | 0.28846 | 0.32784 | 0.37186 | 0.42083 | 0.47725 | 0.53756 | 0.60071 | 0.6657 | 0.72481 | 0.78055 | 0.83135 | 0.87593 | 0.91373 | 0.9488 | 0.95811 | 0.9659 | 0.97207 | 0.97657 | 0.97657
Lct_BB013b | MW | SEPD | Steady Progression | Dunoon | 0 | 0.001 | 0.00182 | 0.0033 | 0.00385 | 0.0046 | 0.005 | 0.00904 | 0.01375 | 0.01925 | 0.02557 | 0.03284 | 0.04657 | 0.06257 | 0.08106 | 0.10211 | 0.12589 | 0.15326 | 0.18314 | 0.2149 | 0.24798 | 0.27975 | 0.31056 | 0.3396 | 0.36596 | 0.38924 | 0.40727 | 0.41531 | 0.42232 | 0.42838 | 0.43369 | 0.434
Lct_BB014 | Number | SEPD | Steady Progression | Dunoon | 12.0258 | 12.1181 | 13.9819 | 16.0785 | 18.5944 | 21.4648 | 24.7567 | 27.7025 | 31.5668 | 36.0831 | 41.1704 | 46.9657 | 87.0133 | 100.0461 | 115.2657 | 132.6623 | 152.7427 | 167.4879 | 184.0422 | 202.5874 | 223.3274 | 246.7283 | 344.135 | 381.3359 | 422.6474 | 469.3982 | 521.9311 | 600.2949 | 690.4503 | 794.0042 | 912.992 | 1049.7694
Other generation | MW | SEPD | Steady Progression | Dunoon | 0 | 0 | 0 | 0 | 0 | 0 | 0 | 0 | 0 | 0 | 0 | 0 | 0 | 0 | 0 | 0 | 0 | 0 | 0 | 0 | 0 | 0 | 0 | 0 | 0 | 0 | 0 | 0 | 0 | 0 | 0 | 0
Srg_BB001 | MW | SEPD | Steady Progression | Dunoon | 0 | 0.15143 | 0.18145 | 0.21198 | 0.24272 | 0.27298 | 0.3121 | 0.66969 | 0.72157 | 0.7739 | 0.83153 | 0.9118 | 1.0153 | 1.1218 | 1.2315 | 1.3507 | 1.5147 | 1.5844 | 1.6573 | 1.7308 | 1.803 | 1.8804 | 2.0393 | 2.2022 | 2.3667 | 2.5363 | 2.6951 | 2.7037 | 2.7122 | 2.719 | 2.7248 | 2.7314
Srg_BB002 | MW | SEPD | Steady Progression | Dunoon | 0 | 0 | 0.0010455 | 0.0021242 | 0.0032282 | 0.0043564 | 0.0055057 | 0.016596 | 0.022412 | 0.028573 | 0.035188 | 0.04237 | 0.043711 | 0.045024 | 0.046317 | 0.047595 | 0.048866 | 0.050124 | 0.051359 | 0.052598 | 0.053822 | 0.055048 | 0.081513 | 0.10883 | 0.13715 | 0.16646 | 0.19674 | 0.19999 | 0.2025 | 0.20497 | 0.20739 | 0.20979
Data centres (MW) | MW | SEPD | Steady Progression | Dyce | 0 | 0 | 0 | 0 | 0 | 0 | 0 | 0 | 0 | 0 | 0 | 0 | 0 | 0 | 0 | 0 | 0 | 0 | 0 | 0 | 0 | 0 | 0 | 0 | 0 | 0 | 0 | 0 | 0 | 0 | 0 | 0
Dem_BB001a | Number of homes (cumulative) | SEPD | Steady Progression | Dyce | 0 | 28.4051 | 52.9236 | 136.2661 | 428.6212 | 773.9559 | 1015.3313 | 1166.6593 | 1318.92 | 1469.291 | 1619.5283 | 1767.0617 | 1904.4839 | 2021.9235 | 2111.9235 | 2204.9235 | 2284.9235 | 2335.2828 | 2377.768 | 2415.0768 | 2445.2629 | 2470.2801 | 2489.8442 | 2505.3077 | 2517.6809 | 2525.9773 | 2531.2203 | 2532.4184 | 2532.579 | 2532.6957 | 2532.7732 | 2532.81
Dem_BB002b | Floorspace (m2) (cumulative) | SEPD | Steady Progression | Dyce | 0 | 9005.04 | 24961.1314 | 31839.8429 | 36218.8329 | 42848.1016 | 52894.3155 | 58904.9195 | 66707.2652 | 70427.3005 | 74188.2085 | 80990.8581 | 87584.0709 | 95043.4154 | 102502.4813 | 105211.2687 | 107669.981 | 109253.6183 | 110795.435 | 112295.51 | 113503.8433 | 114420.51 | 114920.51 | 115003.8433 | 115045.51 | 115045.51 | 115045.51 | 115045.51 | 115045.51 | 115045.51 | 115045.51 | 115045.51
Domestic direct electric heating | Number | SEPD | Steady Progression | Dyce | 1634.1595 | 1637.1798 | 1639.8816 | 1648.8463 | 1680.3846 | 1717.6464 | 1743.6751 | 1759.9832 | 1776.3993 | 1792.5994 | 1808.7995 | 1828.5529 | 1834.5227 | 1838.6383 | 1840.9148 | 1844.0921 | 1845.5099 | 1846.7207 | 1845.4879 | 1843.9986 | 1842.0139 | 1839.8743 | 1838.503 | 1836.8755 | 1835.0877 | 1833.0216 | 1830.6776 | 1828.0556 | 1825.2688 | 1822.6564 | 1820.1029 | 1817.6066
Gas: Hydrogen peaking | MW | SEPD | Steady Progression | Dyce | 0 | 0 | 0 | 0 | 0 | 0 | 0 | 0 | 0 | 0 | 0 | 0 | 0 | 0 | 0 | 0 | 0 | 0 | 0 | 0 | 0 | 0 | 0 | 0 | 0 | 0 | 0 | 0 | 0 | 0 | 0 | 0
Gen_BB001 | MW | SEPD | Steady Progression | Dyce | 0 | 0 | 0 | 0 | 0 | 0 | 0 | 0 | 0 | 0 | 0 | 0 | 0 | 0 | 0 | 0 | 0 | 0 | 0 | 0 | 0 | 0 | 0 | 0 | 0 | 0 | 0 | 0 | 0 | 0 | 0 | 0
Gen_BB004 | MW | SEPD | Steady Progression | Dyce | 0.4 | 0.4 | 0.4 | 0.4 | 0.4 | 0.4 | 0.4 | 0.4 | 0.4 | 0.4 | 0.4 | 0.4 | 0.4 | 0.4 | 0.4 | 0.4 | 0.4 | 0.4 | 0.4 | 0.4 | 0.4 | 0.4 | 0.4 | 0.4 | 0.4 | 0.4 | 0.4 | 0.4 | 0.4 | 0.4 | 0.4 | 0.4
Gen_BB005 | MW | SEPD | Steady Progression | Dyce | 0 | 0 | 0 | 0 | 0 | 0 | 0 | 0 | 0 | 0 | 0 | 0 | 0 | 0 | 0 | 0 | 0 | 0 | 0 | 0 | 0 | 0 | 0 | 0 | 0 | 0 | 0 | 0 | 0 | 0 | 0 | 0
Gen_BB006 | MW | SEPD | Steady Progression | Dyce | 0 | 0 | 0 | 0 | 0 | 0 | 0 | 0 | 0 | 0 | 0 | 0 | 0 | 0 | 0 | 0 | 0 | 0 | 0 | 0 | 0 | 0 | 0 | 0 | 0 | 0 | 0 | 0 | 0 | 0 | 0 | 0
Gen_BB008 | MW | SEPD | Steady Progression | Dyce | 0 | 0 | 0 | 0 | 0 | 0 | 0 | 0 | 0 | 0 | 0 | 0 | 0 | 0 | 0 | 0 | 0 | 0 | 0 | 0 | 0 | 0 | 0 | 0 | 0 | 0 | 0 | 0 | 0 | 0 | 0 | 0
Gen_BB010 | MW | SEPD | Steady Progression | Dyce | 0 | 0 | 0 | 0 | 0 | 0 | 0 | 0 | 0 | 0 | 0 | 0 | 0 | 0 | 0 | 0 | 0 | 0 | 0 | 0 | 0 | 0 | 0 | 0 | 0 | 0 | 0 | 0 | 0 | 0 | 0 | 0
Gen_BB011 | MW | SEPD | Steady Progression | Dyce | 0 | 0 | 0 | 0 | 0 | 0 | 0 | 0 | 0 | 0 | 0 | 0 | 0 | 0 | 0 | 0 | 0 | 0 | 0 | 0 | 0 | 0 | 0 | 0 | 0 | 0 | 0 | 0 | 0 | 0 | 0 | 0
Gen_BB012 | MW | SEPD | Steady Progression | Dyce | 0.29507 | 0.29807 | 0.30311 | 0.30751 | 0.31169 | 0.31523 | 0.31844 | 0.43842 | 0.59948 | 0.83936 | 1.1595 | 1.5977 | 2.1503 | 2.8152 | 3.4614 | 4.32 | 4.8147 | 4.9825 | 5.271 | 5.4386 | 5.7952 | 6.1518 | 6.4712 | 6.7565 | 7.0078 | 7.1572 | 7.282 | 7.4027 | 7.5242 | 7.6471 | 7.8263 | 7.9491
Gen_BB013 | MW | SEPD | Steady Progression | Dyce | 1.928 | 1.9696 | 2.0346 | 2.0995 | 2.1978 | 2.3044 | 2.392 | 2.4799 | 2.5863 | 2.6796 | 2.7865 | 2.9062 | 3.0266 | 3.144 | 3.2578 | 3.3765 | 3.4936 | 3.5992 | 3.7011 | 3.802 | 3.9013 | 4.0006 | 4.0932 | 4.1844 | 4.2747 | 4.3635 | 4.4508 | 4.5251 | 4.5983 | 4.6725 | 4.747 | 4.822
Gen_BB014 | MW | SEPD | Steady Progression | Dyce | 0 | 0 | 0 | 0 | 0 | 0 | 0 | 0 | 0 | 0 | 0 | 0 | 0 | 0 | 0 | 0 | 0 | 0 | 0 | 0 | 0 | 0 | 0 | 0 | 0 | 0 | 0 | 0 | 0 | 0 | 0 | 0
Gen_BB015 | MW | SEPD | Steady Progression | Dyce | 7.5 | 7.5 | 9 | 9 | 9 | 9 | 9 | 9 | 9 | 9.211 | 9.2369 | 9.3272 | 9.3763 | 9.4015 | 9.549 | 9.768 | 9.7924 | 9.8165 | 9.8403 | 9.8638 | 11.762 | 11.785 | 11.8076 | 11.83 | 11.852 | 11.8738 | 11.8952 | 11.9168 | 11.9384 | 11.9602 | 11.9821 | 12.0041
Gen_BB016 | MW | SEPD | Steady Progression | Dyce | 1.0694 | 1.0694 | 1.0696 | 1.0699 | 1.0702 | 1.0705 | 1.0709 | 1.0715 | 1.0725 | 1.0742 | 1.0766 | 1.0796 | 1.0827 | 1.0859 | 1.0889 | 1.092 | 1.095 | 1.0979 | 1.1006 | 1.1032 | 1.1056 | 1.1078 | 1.1099 | 1.1118 | 1.1136 | 1.1153 | 1.1169 | 1.1184 | 1.1197 | 1.1209 | 1.122 | 1.123
Gen_BB017 | MW | SEPD | Steady Progression | Dyce | 0 | 0 | 0 | 0 | 0 | 0 | 0 | 0 | 0 | 0 | 0 | 0 | 0 | 0 | 0 | 0 | 0 | 0 | 0 | 0 | 0 | 0 | 0 | 0 | 0 | 0 | 0 | 0 | 0 | 0 | 0 | 0
Gen_BB018 | MW | SEPD | Steady Progression | Dyce | 0 | 0 | 0 | 0 | 0 | 0 | 0 | 0 | 0 | 0 | 0 | 0 | 0 | 0 | 0 | 0 | 0 | 0 | 0 | 0 | 0 | 0 | 0 | 0 | 0 | 0 | 0 | 0 | 0 | 0 | 0 | 0
Hydrogen electrolysis | MW | SEPD | Steady Progression | Dyce | 0 | 0 | 0 | 0 | 0 | 0 | 0 | 0 | 0 | 0 | 0 | 0 | 0 | 0 | 0 | 0 | 0 | 0 | 0 | 0 | 0 | 0 | 0 | 0 | 0 | 0 | 0 | 0 | 0 | 0 | 0 | 0
Lct_BB001 | Number | SEPD | Steady Progression | Dyce | 101.6422 | 128.4738 | 184.2807 | 304.1999 | 443.7531 | 630.6762 | 873.033 | 1143.4484 | 1474.4307 | 1879.0702 | 2371.3464 | 2994.2943 | 3617.9703 | 4243.1918 | 4870.0089 | 5498.5925 | 6129.1952 | 7121.676 | 8370.0435 | 9694.381 | 11061.5647 | 12572.9087 | 14054.1234 | 15452.41 | 16735.8684 | 17902.5192 | 18702.674 | 19105.2519 | 19510.8436 | 19904.3795 | 20307.9579 | 20696.3209
Lct_BB003 | Number | SEPD | Steady Progression | Dyce | 2.8848 | 3.3273 | 4.204 | 5.2093 | 6.3612 | 7.7362 | 9.3896 | 11.6079 | 14.1514 | 17.3557 | 21.1971 | 25.9564 | 31.9999 | 39.315 | 48.3502 | 59.3421 | 72.8104 | 88.8257 | 107.6403 | 128.9829 | 152.3275 | 178.8847 | 206.6258 | 234.5613 | 261.163 | 285.8768 | 307.4471 | 325.7469 | 341.3552 | 354.114 | 364.6446 | 373.6185
Lct_BB005 | Number | SEPD | Steady Progression | Dyce | 133.7891 | 138.5536 | 140.827 | 146.0348 | 161.0338 | 178.8896 | 193.1461 | 204.5053 | 212.7503 | 223.2425 | 237.5881 | 249.486 | 302.818 | 355.5524 | 407.6546 | 460.6677 | 513.4961 | 583.3849 | 652.5027 | 721.2932 | 789.6896 | 857.8835 | 995.015 | 1132.1804 | 1269.5441 | 1407.0265 | 1544.8274 | 1659.7523 | 1775.0836 | 1891.2942 | 2008.5233 | 2126.6748
Lct_BB006 | Number | SEPD | Steady Progression | Dyce | 0 | 0 | 0.7099 | 1.4123 | 2.1081 | 2.798 | 3.4799 | 8.4584 | 13.3681 | 23.1001 | 32.689 | 42.1337 | 67.6833 | 93.0219 | 118.1496 | 143.0685 | 167.7787 | 179.8306 | 191.7278 | 203.4667 | 215.0516 | 226.4799 | 255.623 | 284.2764 | 312.4437 | 340.1242 | 367.3139 | 420.2449 | 473.1759 | 526.1069 | 579.0379 | 631.9689
Lct_BB007 | Number | SEPD | Steady Progression | Dyce | 25.1579 | 26.9437 | 26.4799 | 28.2567 | 29.8832 | 31.424 | 33.0381 | 35.0664 | 35.4887 | 35.9949 | 37.0577 | 37.6509 | 44.9451 | 52.2394 | 59.5336 | 66.8279 | 74.1222 | 84.5149 | 94.8565 | 105.1469 | 115.3862 | 125.5744 | 146.8851 | 168.1958 | 189.5065 | 210.8172 | 232.1279 | 249.667 | 267.2061 | 284.7452 | 302.2843 | 319.8234
Lct_BB008 | Number | SEPD | Steady Progression | Dyce | 0 | 0 | 0.05203 | 0.10353 | 0.15455 | 0.205 | 0.25496 | 0.6183 | 0.97648 | 1.3294 | 1.6772 | 2.0198 | 2.9464 | 3.8655 | 4.7769 | 5.6807 | 6.5768 | 7.0139 | 7.4454 | 7.8712 | 8.2913 | 8.7058 | 9.7629 | 10.8022 | 11.8238 | 12.8277 | 13.8139 | 15.7336 | 17.6533 | 19.5731 | 21.4928 | 23.4126
Lct_BB010b | MW | SEPD | Steady Progression | Dyce | 0.62 | 0.91051 | 1.1478 | 1.6077 | 2.1224 | 2.8826 | 3.7433 | 4.7294 | 5.9013 | 7.3857 | 8.9722 | 11.0514 | 13.0848 | 15.0993 | 17.2342 | 19.2872 | 21.4895 | 25.403 | 30.9856 | 39.8279 | 48.9095 | 56.4137 | 61.223 | 64.2562 | 65.9985 | 67.2962 | 67.6522 | 67.97 | 68.1576 | 68.2948 | 68.432 | 68.6028
Lct_BB011b | MW | SEPD | Steady Progression | Dyce | 0.051 | 0.0673 | 0.09186 | 0.1374 | 0.18271 | 0.23683 | 0.30129 | 0.36626 | 0.44009 | 0.5247 | 0.62218 | 0.73413 | 0.89375 | 1.0785 | 1.2905 | 1.5298 | 1.7977 | 2.1041 | 2.4356 | 2.7841 | 3.1425 | 3.4845 | 3.8114 | 4.1144 | 4.3827 | 4.6127 | 4.8045 | 4.8635 | 4.9202 | 4.9769 | 5.0344 | 5.0897
Lct_BB012b | MW | SEPD | Steady Progression | Dyce | 0.652 | 0.6654 | 0.67895 | 0.71255 | 0.74591 | 0.78817 | 0.8377 | 0.89792 | 0.96826 | 1.0511 | 1.148 | 1.2613 | 1.4309 | 1.6298 | 1.8604 | 2.123 | 2.4195 | 2.7631 | 3.1374 | 3.5353 | 3.9505 | 4.3429 | 4.7221 | 5.078 | 5.3992 | 5.6798 | 5.9633 | 6.0256 | 6.0733 | 6.108 | 6.1334 | 6.1334
Lct_BB013b | MW | SEPD | Steady Progression | Dyce | 0 | 0 | 0 | 0 | 0 | 0 | 0 | 0 | 0 | 0 | 0 | 0 | 0 | 0 | 0 | 0 | 0 | 0 | 0 | 0 | 0 | 0 | 0 | 0 | 0 | 0 | 0 | 0 | 0 | 0 | 0 | 0
Lct_BB014 | Number | SEPD | Steady Progression | Dyce | 20.7971 | 20.9567 | 24.18 | 27.8057 | 32.1566 | 37.1206 | 42.8136 | 50.2366 | 57.2442 | 65.4344 | 74.6598 | 85.1692 | 154.7891 | 177.9732 | 205.0477 | 235.9947 | 271.716 | 297.9463 | 327.3951 | 360.3854 | 397.28 | 438.9083 | 619.3206 | 686.2691 | 760.615 | 844.7499 | 939.2904 | 1080.3174 | 1242.565 | 1428.9252 | 1643.0609 | 1889.2116
Other generation | MW | SEPD | Steady Progression | Dyce | 0.2 | 0.27 | 0.27 | 0.27 | 0.27 | 0.27 | 0.27 | 0.27 | 0.27 | 0.27 | 0.27 | 0.27 | 0.27 | 0.27 | 0.27 | 0.27 | 0.27 | 0.27 | 0.27 | 0.27 | 0.27 | 0.27 | 0.27 | 0.27 | 0.27 | 0.27 | 0.27 | 0.27 | 0.27 | 0.27 | 0.27 | 0.27
Srg_BB001 | MW | SEPD | Steady Progression | Dyce | 0 | 0.22891 | 0.25642 | 0.28408 | 0.31181 | 0.33939 | 0.36973 | 0.77156 | 0.8057 | 0.83971 | 0.8751 | 0.91669 | 1.0673 | 1.2231 | 1.3843 | 1.5521 | 1.734 | 1.7781 | 1.8229 | 1.8677 | 1.914 | 1.9615 | 2.1801 | 2.3996 | 2.6195 | 2.8406 | 3.0591 | 3.0611 | 3.063 | 3.0646 | 3.0659 | 3.0674
Srg_BB002 | MW | SEPD | Steady Progression | Dyce | 0 | 0 | 0.0019949 | 0.0040812 | 0.0062427 | 0.0084732 | 0.010765 | 0.033152 | 0.045072 | 0.05764 | 0.071063 | 0.085549 | 0.08824 | 0.090862 | 0.093431 | 0.095961 | 0.098465 | 0.10094 | 0.10335 | 0.10577 | 0.10815 | 0.11053 | 0.16172 | 0.21443 | 0.26897 | 0.3253 | 0.38338 | 0.38962 | 0.39441 | 0.39913 | 0.40376 | 0.40833
Data centres (MW) | MW | SEPD | Steady Progression | Elgin | 0 | 0 | 0 | 0 | 0 | 0 | 0 | 0 | 0 | 0 | 0 | 0 | 0 | 0 | 0 | 0 | 0 | 0 | 0 | 0 | 0 | 0 | 0 | 0 | 0 | 0 | 0 | 0 | 0 | 0 | 0 | 0
Dem_BB001a | Number of homes (cumulative) | SEPD | Steady Progression | Elgin | 0 | 257.9888 | 553.2104 | 801.0709 | 1028.957 | 1242.6302 | 1412.6445 | 1574.6306 | 1737.6306 | 1890.6306 | 2042.6306 | 2201.6306 | 2358.6306 | 2507.6306 | 2640.6306 | 2780.6306 | 2918.6306 | 3056.878 | 3189.3337 | 3317.4975 | 3442.4585 | 3540.1459 | 3603.0817 | 3657.8504 | 3705.4694 | 3745.9612 | 3779.3641 | 3805.6928 | 3825.9593 | 3840.1528 | 3849.2814 | 3852.3423
Dem_BB002b | Floorspace (m2) (cumulative) | SEPD | Steady Progression | Elgin | 0 | 19242.795 | 34637.031 | 48534.6052 | 73101.2235 | 99536.886 | 124284.5327 | 149127.1842 | 182744.9582 | 218455.3547 | 248338.3737 | 283614.0152 | 306651.765 | 330024.0442 | 342012.2792 | 353057.8917 | 371640.8817 | 379331.2492 | 384928.9942 | 389094.1167 | 391496.6167 | 393214.1167 | 394066.6167 | 394919.1167 | 395719.1167 | 395719.1167 | 395719.1167 | 395719.1167 | 395719.1167 | 395719.1167 | 395719.1167 | 395719.1167
Domestic direct electric heating | Number | SEPD | Steady Progression | Elgin | 2835.1683 | 2863.1497 | 2895.1133 | 2922.0051 | 2946.7368 | 2969.8486 | 2988.2084 | 3005.7043 | 3023.3082 | 3039.8321 | 3056.2481 | 3068.8715 | 3070.6796 | 3073.3045 | 3075.1703 | 3078.5305 | 3082.5357 | 3091.4015 | 3096.7285 | 3102.3574 | 3108.0495 | 3111.1407 | 3112.3555 | 3113.1071 | 3113.3737 | 3112.9253 | 3111.8803 | 3110.1271 | 3107.7811 | 3104.8426 | 3101.4265 | 3097.4199
Gas: Hydrogen peaking | MW | SEPD | Steady Progression | Elgin | 0 | 0 | 0 | 0 | 0 | 0 | 0 | 0 | 0 | 0 | 0 | 0 | 0 | 0 | 0 | 0 | 0 | 0 | 0 | 0 | 0 | 0 | 0 | 0 | 0 | 0 | 0 | 0 | 0 | 0 | 0 | 0
Gen_BB001 | MW | SEPD | Steady Progression | Elgin | 0.3 | 0.3 | 0.3 | 0.3 | 0.3 | 0.3 | 0.3 | 0.3 | 0.3 | 0.3 | 0.3 | 0.3 | 0.3 | 0.3 | 0.3 | 0.3 | 0.3 | 0.3 | 0.3 | 0.3 | 0.3 | 0.3 | 0.3 | 0.3 | 0.3 | 0.3 | 0.3 | 0.3 | 0.3 | 0.3 | 0.3 | 0.3
Gen_BB004 | MW | SEPD | Steady Progression | Elgin | 1.498 | 1.708 | 1.708 | 1.708 | 1.708 | 1.708 | 1.708 | 1.708 | 1.708 | 1.708 | 1.708 | 1.708 | 1.708 | 1.708 | 1.708 | 1.708 | 1.708 | 1.708 | 1.708 | 1.708 | 1.708 | 1.708 | 1.708 | 1.708 | 1.708 | 1.708 | 1.708 | 1.708 | 1.708 | 1.708 | 1.708 | 1.708
Gen_BB005 | MW | SEPD | Steady Progression | Elgin | 0 | 0 | 0 | 0 | 0 | 0 | 0 | 0 | 0 | 0 | 0 | 0 | 0 | 0 | 0 | 0 | 0 | 0 | 0 | 0 | 0 | 0 | 0 | 0 | 0 | 0 | 0 | 0 | 0 | 0 | 0 | 0
Gen_BB006 | MW | SEPD | Steady Progression | Elgin | 0 | 0 | 0 | 0 | 0 | 0 | 0 | 0 | 0 | 0 | 0 | 0 | 0 | 0 | 0 | 0 | 0 | 0 | 0 | 0 | 0 | 0 | 0 | 0 | 0 | 0 | 0 | 0 | 0 | 0 | 0 | 0
Gen_BB008 | MW | SEPD | Steady Progression | Elgin | 0 | 0 | 0 | 0 | 0 | 0 | 0 | 0 | 0 | 0 | 0 | 0 | 0 | 0 | 0 | 0 | 0 | 0 | 0 | 0 | 0 | 0 | 0 | 0 | 0 | 0 | 0 | 0 | 0 | 0 | 0 | 0
Gen_BB010 | MW | SEPD | Steady Progression | Elgin | 0 | 0 | 0 | 0 | 0 | 0 | 0 | 0 | 0 | 0 | 0 | 0 | 0 | 0 | 0 | 0 | 0 | 0 | 0 | 0 | 0 | 0 | 0 | 0 | 0 | 0 | 0 | 0 | 0 | 0 | 0 | 0
Gen_BB011 | MW | SEPD | Steady Progression | Elgin | 0 | 0 | 0 | 0 | 0 | 0 | 0 | 0 | 0 | 0 | 0 | 0 | 0 | 0 | 0 | 0 | 0 | 0 | 0 | 0 | 0 | 0 | 0 | 0 | 0 | 0 | 0 | 0 | 0 | 0 | 0 | 0
Gen_BB012 | MW | SEPD | Steady Progression | Elgin | 0.81465 | 0.81946 | 1.0273 | 1.0339 | 1.0399 | 1.0449 | 1.0493 | 1.1454 | 1.274 | 1.4652 | 1.7195 | 2.0664 | 2.5019 | 3.0244 | 3.5322 | 4.205 | 4.5945 | 4.7295 | 4.9582 | 5.0929 | 5.3743 | 5.6558 | 5.9075 | 6.1326 | 6.331 | 6.4501 | 6.5499 | 6.6459 | 6.7424 | 6.84 | 6.9814 | 7.0788
Gen_BB013 | MW | SEPD | Steady Progression | Elgin | 3.136 | 3.1828 | 3.251 | 3.3141 | 3.3771 | 3.4385 | 3.493 | 3.5565 | 3.6304 | 3.7232 | 3.829 | 3.9498 | 4.0769 | 4.209 | 4.3423 | 4.4841 | 4.6323 | 4.7848 | 4.9346 | 5.0878 | 5.2441 | 5.3916 | 5.5224 | 5.652 | 5.7804 | 5.9062 | 6.0298 | 6.1395 | 6.2466 | 6.3511 | 6.4533 | 6.5526
Gen_BB014 | MW | SEPD | Steady Progression | Elgin | 0 | 0 | 0 | 0 | 0 | 0 | 0 | 0 | 0 | 0 | 0 | 0 | 0 | 0 | 0 | 0 | 0 | 0 | 0 | 0 | 0 | 0 | 0 | 0 | 0 | 0 | 0 | 0 | 0 | 0 | 0 | 0
Gen_BB015 | MW | SEPD | Steady Progression | Elgin | 92 | 92 | 92 | 92 | 92 | 92 | 92 | 92 | 92 | 92.2307 | 92.2591 | 92.3579 | 92.4116 | 92.4391 | 92.6005 | 92.84 | 105.5167 | 105.543 | 105.5691 | 105.5948 | 105.6202 | 105.6453 | 105.6701 | 105.6945 | 116.0686 | 116.0924 | 116.1159 | 116.1395 | 116.1632 | 116.187 | 116.2109 | 116.235
Gen_BB016 | MW | SEPD | Steady Progression | Elgin | 0.024498 | 0.024498 | 0.024746 | 0.025028 | 0.025333 | 0.025672 | 0.026124 | 0.02677 | 0.027868 | 0.029697 | 0.032407 | 0.035613 | 0.039082 | 0.04251 | 0.045874 | 0.049186 | 0.052456 | 0.055662 | 0.058663 | 0.061456 | 0.064072 | 0.066509 | 0.06878 | 0.070907 | 0.072886 | 0.074728 | 0.076454 | 0.078091 | 0.079557 | 0.080884 | 0.082073 | 0.083148
Gen_BB017 | MW | SEPD | Steady Progression | Elgin | 0 | 0 | 0 | 0 | 0 | 0 | 0 | 0 | 0 | 0 | 0 | 0 | 0 | 0 | 0 | 0 | 0 | 0 | 0 | 0 | 0 | 0 | 0 | 0 | 0 | 0 | 0 | 0 | 0 | 0 | 0 | 0
Gen_BB018 | MW | SEPD | Steady Progression | Elgin | 0.048 | 0.048 | 0.048 | 0.048 | 0.048 | 0.048 | 0.048 | 0.048 | 0.048 | 0.048 | 0.048 | 0.048 | 0.048 | 0.048 | 0.048 | 0.048 | 0.048 | 0.048 | 0.048 | 0.048 | 0.048 | 0.048 | 0.048 | 0.048 | 0.048 | 0.048 | 0.048 | 0.048 | 0.048 | 0.048 | 0.048 | 0.048
Hydrogen electrolysis | MW | SEPD | Steady Progression | Elgin | 0 | 0 | 0 | 0 | 0 | 0 | 0 | 0 | 0 | 0 | 0 | 0 | 0 | 0 | 0 | 0 | 0 | 0 | 0 | 0 | 0 | 0 | 0 | 0 | 0 | 0 | 0 | 0 | 0 | 0 | 0 | 0
Lct_BB001 | Number | SEPD | Steady Progression | Elgin | 95.2616 | 120.8031 | 171.7817 | 283.687 | 414.6809 | 591.3312 | 821.9895 | 1080.7335 | 1399.4901 | 1791.1898 | 2270.3631 | 3154.9655 | 4259.5419 | 5364.0416 | 6468.6879 | 7573.2273 | 8677.826 | 10136.2539 | 11933.7842 | 13843.9041 | 15818.4581 | 18004.992 | 20150.1176 | 22175.7435 | 24034.0131 | 25721.2935 | 27028.5933 | 27561.8828 | 28094.4744 | 28604.367 | 29124.0609 | 29611.5308
Lct_BB003 | Number | SEPD | Steady Progression | Elgin | 0 | 0 | 0 | 0 | 0 | 0 | 0 | 0 | 0 | 0 | 0 | 0 | 0 | 0 | 0 | 0 | 0 | 0 | 0 | 0 | 0 | 0 | 0 | 0 | 0 | 0 | 0 | 0 | 0 | 0 | 0 | 0
Lct_BB005 | Number | SEPD | Steady Progression | Elgin | 202.9692 | 223.6059 | 237.6435 | 253.0675 | 272.8146 | 292.0428 | 310.2703 | 330.9286 | 341.5582 | 355.2528 | 376.0803 | 392.363 | 491.9461 | 592.6043 | 693.233 | 795.3751 | 898.7281 | 1040.7081 | 1182.0937 | 1323.6647 | 1465.5161 | 1605.5565 | 1881.059 | 2156.7638 | 2432.6938 | 2708.9902 | 2985.9035 | 3216.6889 | 3448.1287 | 3680.2458 | 3913.4731 | 4147.7818
Lct_BB006 | Number | SEPD | Steady Progression | Elgin | 0 | 0 | 1.0501 | 2.0889 | 3.1193 | 4.1373 | 5.1448 | 12.5033 | 19.7569 | 33.6212 | 47.2835 | 60.7399 | 97.1419 | 133.2437 | 169.0468 | 204.5507 | 239.7551 | 256.9278 | 273.8766 | 290.6048 | 307.1098 | 323.3919 | 364.9138 | 405.7397 | 445.8683 | 485.3052 | 524.0449 | 599.458 | 674.8711 | 750.2842 | 825.6973 | 901.1104
Lct_BB007 | Number | SEPD | Steady Progression | Elgin | 86.0033 | 92.1082 | 90.5227 | 96.5967 | 102.1569 | 107.4244 | 112.9423 | 119.8763 | 121.3197 | 123.0503 | 126.6834 | 128.7112 | 153.6468 | 178.5825 | 203.5182 | 228.4539 | 253.3896 | 288.9175 | 324.2706 | 359.4489 | 394.4524 | 429.2812 | 502.1328 | 574.9845 | 647.8361 | 720.6878 | 793.5394 | 853.4976 | 913.4559 | 973.4141 | 1033.3723 | 1093.3305
Lct_BB008 | Number | SEPD | Steady Progression | Elgin | 0 | 0 | 0.17796 | 0.3541 | 0.52844 | 0.70097 | 0.87173 | 2.114 | 3.3384 | 4.545 | 5.7339 | 6.905 | 10.0727 | 13.2145 | 16.3302 | 19.4198 | 22.4834 | 23.9777 | 25.4527 | 26.9083 | 28.3446 | 29.7616 | 33.375 | 36.9279 | 40.4202 | 43.852 | 47.2232 | 53.7858 | 60.3484 | 66.9111 | 73.4737 | 80.0363
Lct_BB010b | MW | SEPD | Steady Progression | Elgin | 0.376 | 0.54069 | 0.71195 | 1.1341 | 1.6056 | 2.2825 | 3.129 | 4.0727 | 5.071 | 6.4215 | 7.8935 | 11.2501 | 14.6125 | 17.8242 | 21.1292 | 24.4502 | 27.7674 | 32.9876 | 39.0851 | 47.9216 | 57.7544 | 69.1132 | 78.6614 | 86.2846 | 90.8739 | 94.7257 | 95.5323 | 96.3331 | 97.1661 | 97.7989 | 98.6025 | 99.1737
Lct_BB011b | MW | SEPD | Steady Progression | Elgin | 0.007 | 0.0259 | 0.05717 | 0.11295 | 0.16865 | 0.23536 | 0.31432 | 0.39417 | 0.48501 | 0.58869 | 0.70808 | 0.84482 | 1.0397 | 1.2653 | 1.5243 | 1.817 | 2.145 | 2.5197 | 2.9253 | 3.3523 | 3.7918 | 4.2123 | 4.6151 | 4.9896 | 5.322 | 5.6079 | 5.8476 | 5.9268 | 6.0028 | 6.0788 | 6.1561 | 6.2303
Lct_BB012b | MW | SEPD | Steady Progression | Elgin | 0.433 | 0.463 | 0.49331 | 0.56748 | 0.64322 | 0.73892 | 0.85358 | 0.9705 | 1.106 | 1.2637 | 1.4463 | 1.6576 | 1.9705 | 2.3325 | 2.7467 | 3.2128 | 3.7325 | 4.3289 | 4.9705 | 5.644 | 6.3367 | 6.9798 | 7.5903 | 8.153 | 8.6495 | 9.0716 | 9.4966 | 9.5495 | 9.5818 | 9.5997 | 9.6128 | 9.6128
Lct_BB013b | MW | SEPD | Steady Progression | Elgin | 0 | 0 | 0 | 0 | 0 | 0 | 0 | 0 | 0 | 0 | 0 | 0 | 0 | 0 | 0 | 0 | 0 | 0 | 0 | 0 | 0 | 0 | 0 | 0 | 0 | 0 | 0 | 0 | 0 | 0 | 0 | 0
Lct_BB014 | Number | SEPD | Steady Progression | Elgin | 23.3625 | 23.5418 | 27.1626 | 31.2356 | 36.1232 | 41.6995 | 48.0948 | 74.4765 | 84.8655 | 97.0075 | 110.6843 | 126.2648 | 244.7394 | 281.3962 | 324.204 | 373.1348 | 429.6142 | 471.0875 | 517.6494 | 569.8108 | 628.1455 | 693.9645 | 977.1102 | 1082.7358 | 1200.0322 | 1332.773 | 1481.9309 | 1704.431 | 1960.4111 | 2254.434 | 2592.2788 | 2980.634
Other generation | MW | SEPD | Steady Progression | Elgin | 0 | 0.06 | 0.06 | 8.06 | 8.06 | 8.06 | 8.06 | 8.06 | 8.06 | 8.06 | 8.06 | 8.06 | 8.06 | 8.06 | 8.06 | 8.06 | 8.06 | 8.06 | 8.06 | 8.06 | 8.06 | 8.06 | 8.06 | 8.06 | 8.06 | 8.06 | 8.06 | 8.06 | 8.06 | 8.06 | 8.06 | 8.06
Srg_BB001 | MW | SEPD | Steady Progression | Elgin | 0 | 0.24534 | 0.31777 | 0.39183 | 0.4666 | 0.53978 | 0.64152 | 1.4036 | 1.5451 | 1.6831 | 1.8352 | 2.0497 | 2.2234 | 2.4006 | 2.582 | 2.78 | 3.0837 | 3.2312 | 3.3853 | 3.5401 | 3.6907 | 3.8518 | 4.1201 | 4.397 | 4.6819 | 4.9785 | 5.249 | 5.2698 | 5.29 | 5.3062 | 5.3198 | 5.3353
Srg_BB002 | MW | SEPD | Steady Progression | Elgin | 0 | 0 | 0.0031335 | 0.006354 | 0.0096385 | 0.012985 | 0.016386 | 0.049081 | 0.066145 | 0.084004 | 0.10292 | 0.12313 | 0.12685 | 0.13045 | 0.13395 | 0.13737 | 0.14073 | 0.14403 | 0.14723 | 0.15042 | 0.15354 | 0.15664 | 0.2231 | 0.29125 | 0.3615 | 0.43377 | 0.50803 | 0.51598 | 0.52207 | 0.52805 | 0.53392 | 0.53968
Data centres (MW) | MW | SEPD | Steady Progression | Fasnakyle | 0 | 0 | 0 | 0 | 0 | 0 | 0 | 0 | 0 | 0 | 0 | 0 | 0 | 0 | 0 | 0 | 0 | 0 | 0 | 0 | 0 | 0 | 0 | 0 | 0 | 0 | 0 | 0 | 0 | 0 | 0 | 0
Dem_BB001a | Number of homes (cumulative) | SEPD | Steady Progression | Fasnakyle | 0 | 0 | 0 | 0 | 0 | 0 | 0 | 0 | 0 | 0 | 0 | 0 | 0 | 0 | 0 | 0 | 0 | 0.0092426 | 0.019342 | 0.028241 | 0.036305 | 0.050446 | 0.058288 | 0.064731 | 0.069919 | 0.07404 | 0.077417 | 0.080171 | 0.082404 | 0.084026 | 0.085103 | 0.085614
Dem_BB002b | Floorspace (m2) (cumulative) | SEPD | Steady Progression | Fasnakyle | 0 | 0 | 0 | 0 | 0 | 0 | 0 | 0 | 0 | 0 | 0 | 0 | 0 | 0 | 0 | 0 | 0 | 0 | 0 | 0 | 0 | 0 | 0 | 0 | 0 | 0 | 0 | 0 | 0 | 0 | 0 | 0
Domestic direct electric heating | Number | SEPD | Steady Progression | Fasnakyle | 78.7547 | 78.7545 | 78.7546 | 78.7546 | 78.7546 | 78.7546 | 78.7546 | 78.7546 | 78.7546 | 78.7546 | 78.7546 | 78.3207 | 78.1064 | 77.8928 | 77.6801 | 77.4685 | 77.1338 | 76.9312 | 76.6953 | 76.4605 | 76.2269 | 75.9943 | 75.7637 | 75.5338 | 75.305 | 75.0773 | 74.8508 | 74.6254 | 74.4011 | 74.1779 | 73.9559 | 73.735
Gas: Hydrogen peaking | MW | SEPD | Steady Progression | Fasnakyle | 0 | 0 | 0 | 0 | 0 | 0 | 0 | 0 | 0 | 0 | 0 | 0 | 0 | 0 | 0 | 0 | 0 | 0 | 0 | 0 | 0 | 0 | 0 | 0 | 0 | 0 | 0 | 0 | 0 | 0 | 0 | 0
Gen_BB001 | MW | SEPD | Steady Progression | Fasnakyle | 0 | 0 | 0 | 0 | 0 | 0 | 0 | 0 | 0 | 0 | 0 | 0 | 0 | 0 | 0 | 0 | 0 | 0 | 0 | 0 | 0 | 0 | 0 | 0 | 0 | 0 | 0 | 0 | 0 | 0 | 0 | 0
Gen_BB004 | MW | SEPD | Steady Progression | Fasnakyle | 0 | 0 | 0 | 0 | 0 | 0 | 0 | 0 | 0 | 0 | 0 | 0 | 0 | 0 | 0 | 0 | 0 | 0 | 0 | 0 | 0 | 0 | 0 | 0 | 0 | 0 | 0 | 0 | 0 | 0 | 0 | 0
Gen_BB005 | MW | SEPD | Steady Progression | Fasnakyle | 0 | 0 | 0 | 0 | 0 | 0 | 0 | 0 | 0 | 0 | 0 | 0 | 0 | 0 | 0 | 0 | 0 | 0 | 0 | 0 | 0 | 0 | 0 | 0 | 0 | 0 | 0 | 0 | 0 | 0 | 0 | 0
Gen_BB006 | MW | SEPD | Steady Progression | Fasnakyle | 0 | 0 | 0 | 0 | 0 | 0 | 0 | 0 | 0 | 0 | 0 | 0 | 0 | 0 | 0 | 0 | 0 | 0 | 0 | 0 | 0 | 0 | 0 | 0 | 0 | 0 | 0 | 0 | 0 | 0 | 0 | 0
Gen_BB008 | MW | SEPD | Steady Progression | Fasnakyle | 0 | 0 | 0 | 0 | 0 | 0 | 0 | 0 | 0 | 0 | 0 | 0 | 0 | 0 | 0 | 0 | 0 | 0 | 0 | 0 | 0 | 0 | 0 | 0 | 0 | 0 | 0 | 0 | 0 | 0 | 0 | 0
Gen_BB010 | MW | SEPD | Steady Progression | Fasnakyle | 0 | 0 | 0 | 0 | 0 | 0 | 0 | 0 | 0 | 0 | 0 | 0 | 0 | 0 | 0 | 0 | 0 | 0 | 0 | 0 | 0 | 0 | 0 | 0 | 0 | 0 | 0 | 0 | 0 | 0 | 0 | 0
Gen_BB011 | MW | SEPD | Steady Progression | Fasnakyle | 0 | 0 | 0 | 0 | 0 | 0 | 0 | 0 | 0 | 0 | 0 | 0 | 0 | 0 | 0 | 0 | 0 | 0 | 0 | 0 | 0 | 0 | 0 | 0 | 0 | 0 | 0 | 0 | 0 | 0 | 0 | 0
Gen_BB012 | MW | SEPD | Steady Progression | Fasnakyle | 0 | 6.4546e-05 | 0.00016809 | 0.00025364 | 0.00033136 | 0.00039464 | 0.00045011 | 0.00053006 | 0.00063139 | 0.00077179 | 0.00094242 | 0.0011436 | 0.0013404 | 0.0015338 | 0.0017247 | 0.0019139 | 0.0021014 | 0.0022853 | 0.0024699 | 0.0026515 | 0.0028333 | 0.0030159 | 0.0031679 | 0.0033156 | 0.0034598 | 0.0036004 | 0.0037382 | 0.0038438 | 0.003948 | 0.0040505 | 0.0041516 | 0.0042514
Gen_BB013 | MW | SEPD | Steady Progression | Fasnakyle | 0.042333 | 0.042362 | 0.042398 | 0.042432 | 0.042463 | 0.042494 | 0.042523 | 0.04256 | 0.042605 | 0.043677 | 0.044971 | 0.046485 | 0.047957 | 0.0494 | 0.050813 | 0.052209 | 0.053589 | 0.054936 | 0.056281 | 0.057592 | 0.0589 | 0.060203 | 0.061302 | 0.06237 | 0.063421 | 0.064449 | 0.065463 | 0.066236 | 0.067 | 0.067751 | 0.068492 | 0.069223
Gen_BB014 | MW | SEPD | Steady Progression | Fasnakyle | 0 | 0 | 0 | 0 | 0 | 0 | 0 | 0 | 0 | 0 | 0 | 0 | 0 | 0 | 0 | 0 | 0 | 0 | 0 | 0 | 0 | 0 | 0 | 0 | 0 | 0 | 0 | 0 | 0 | 0 | 0 | 0
Gen_BB015 | MW | SEPD | Steady Progression | Fasnakyle | 0 | 0 | 0 | 0 | 0 | 0 | 0 | 0 | 0 | 0.52883 | 0.59387 | 0.82017 | 0.94326 | 1.0064 | 1.3762 | 1.9251 | 1.9862 | 2.0467 | 2.1064 | 2.1653 | 2.2235 | 2.281 | 2.3378 | 2.3938 | 2.4491 | 2.5036 | 2.5574 | 2.6114 | 2.6657 | 2.7203 | 2.7752 | 2.8303
Gen_BB016 | MW | SEPD | Steady Progression | Fasnakyle | 0.85614 | 0.85614 | 0.85671 | 0.85736 | 0.85806 | 0.85883 | 0.85987 | 0.86135 | 0.86387 | 0.86806 | 0.87427 | 0.88162 | 0.88957 | 0.89742 | 0.90513 | 0.91272 | 0.92022 | 0.92756 | 0.93444 | 0.94084 | 0.94684 | 0.95242 | 0.95763 | 0.9625 | 0.96704 | 0.97126 | 0.97522 | 0.97897 | 0.98233 | 0.98537 | 0.98809 | 0.99056
Gen_BB017 | MW | SEPD | Steady Progression | Fasnakyle | 0 | 0 | 0 | 0 | 0 | 0 | 0 | 0 | 0 | 0 | 0 | 0 | 0 | 0 | 0 | 0 | 0 | 0 | 0 | 0 | 0 | 0 | 0 | 0 | 0 | 0 | 0 | 0 | 0 | 0 | 0 | 0
Gen_BB018 | MW | SEPD | Steady Progression | Fasnakyle | 35.2 | 35.25 | 35.25 | 35.25 | 35.25 | 35.25 | 35.25 | 35.25 | 35.25 | 35.25 | 35.25 | 35.25 | 35.25 | 35.25 | 35.25 | 35.25 | 35.25 | 35.25 | 35.25 | 35.25 | 35.25 | 35.25 | 35.25 | 35.25 | 35.25 | 35.25 | 35.25 | 35.25 | 35.25 | 35.25 | 35.25 | 35.25
Hydrogen electrolysis | MW | SEPD | Steady Progression | Fasnakyle | 0 | 0 | 0 | 0 | 0 | 0 | 0 | 0 | 0 | 0 | 0 | 0 | 0 | 0 | 0 | 0 | 0 | 0 | 0 | 0 | 0 | 0 | 0 | 0 | 0 | 0 | 0 | 0 | 0 | 0 | 0 | 0
Lct_BB001 | Number | SEPD | Steady Progression | Fasnakyle | 1.7036 | 2.1377 | 3.058 | 4.9935 | 7.2049 | 10.1923 | 14.0133 | 18.2446 | 23.4077 | 29.6405 | 37.1877 | 51.1622 | 65.6738 | 80.2123 | 94.7328 | 109.2534 | 123.7854 | 145.1906 | 170.2848 | 196.7924 | 223.9718 | 253.9498 | 283.0743 | 310.2805 | 334.9408 | 357.0599 | 368.0187 | 374.8637 | 381.734 | 388.3182 | 395.0234 | 401.5307
Lct_BB003 | Number | SEPD | Steady Progression | Fasnakyle | 0 | 0 | 0 | 0 | 0 | 0 | 0 | 0 | 0 | 0 | 0 | 0 | 0 | 0 | 0 | 0 | 0 | 0 | 0 | 0 | 0 | 0 | 0 | 0 | 0 | 0 | 0 | 0 | 0 | 0 | 0 | 0
Lct_BB005 | Number | SEPD | Steady Progression | Fasnakyle | 11.916 | 12.1299 | 12.1979 | 12.2952 | 12.4699 | 12.659 | 12.8479 | 13.1036 | 13.1451 | 13.3739 | 13.8277 | 14.0843 | 17.2278 | 20.3669 | 23.487 | 26.6237 | 29.7561 | 34.2315 | 38.6946 | 43.1354 | 47.5644 | 51.9553 | 61.1528 | 70.3509 | 79.5403 | 88.7531 | 97.9967 | 105.6213 | 113.2688 | 120.9501 | 128.6755 | 136.4511
Lct_BB006 | Number | SEPD | Steady Progression | Fasnakyle | 0 | 0 | 0 | 0 | 0 | 0 | 0 | 0 | 0 | 0 | 0 | 0 | 0 | 0 | 0 | 0 | 0 | 0 | 0 | 0 | 0 | 0 | 0 | 0 | 0 | 0 | 0 | 0 | 0 | 0 | 0 | 0
Lct_BB007 | Number | SEPD | Steady Progression | Fasnakyle | 0 | 0 | 0 | 0 | 0 | 0 | 0 | 0 | 0 | 0 | 0 | 0 | 0 | 0 | 0 | 0 | 0 | 0 | 0 | 0 | 0 | 0 | 0 | 0 | 0 | 0 | 0 | 0 | 0 | 0 | 0 | 0
Lct_BB008 | Number | SEPD | Steady Progression | Fasnakyle | 0 | 0 | 0 | 0 | 0 | 0 | 0 | 0 | 0 | 0 | 0 | 0 | 0 | 0 | 0 | 0 | 0 | 0 | 0 | 0 | 0 | 0 | 0 | 0 | 0 | 0 | 0 | 0 | 0 | 0 | 0 | 0
Lct_BB010b | MW | SEPD | Steady Progression | Fasnakyle | 0.021 | 0.0224 | 0.0238 | 0.0308 | 0.0406 | 0.0462 | 0.07 | 0.0784 | 0.1134 | 0.1344 | 0.1596 | 0.2338 | 0.2996 | 0.3472 | 0.4004 | 0.4536 | 0.504 | 0.6048 | 0.7406 | 0.8694 | 1.022 | 1.4294 | 1.6198 | 1.6982 | 1.6982 | 1.6982 | 1.6982 | 1.6982 | 1.6982 | 1.6982 | 1.6982 | 1.6982
Lct_BB011b | MW | SEPD | Steady Progression | Fasnakyle | 0 | 0 | 0.00054 | 0.0011 | 0.00166 | 0.00227 | 0.00308 | 0.00389 | 0.00475 | 0.00574 | 0.0069 | 0.00818 | 0.01007 | 0.01223 | 0.01468 | 0.01743 | 0.02052 | 0.02408 | 0.02792 | 0.0319 | 0.03599 | 0.0398 | 0.04334 | 0.04659 | 0.04931 | 0.05149 | 0.05328 | 0.05328 | 0.05328 | 0.05328 | 0.05328 | 0.05328
Lct_BB012b | MW | SEPD | Steady Progression | Fasnakyle | 0 | 0 | 0 | 9e-05 | 0.0002 | 0.00034 | 0.00051 | 0.00067 | 0.00085 | 0.00105 | 0.00128 | 0.00156 | 0.00204 | 0.00257 | 0.00316 | 0.00381 | 0.00451 | 0.00529 | 0.0061 | 0.00692 | 0.00773 | 0.00841 | 0.009 | 0.0095 | 0.0099 | 0.01019 | 0.01039 | 0.01039 | 0.01039 | 0.01039 | 0.01039 | 0.01039
Lct_BB013b | MW | SEPD | Steady Progression | Fasnakyle | 0 | 0 | 0 | 0 | 0 | 0 | 0 | 0 | 0 | 0 | 0 | 0 | 0 | 0 | 0 | 0 | 0 | 0 | 0 | 0 | 0 | 0 | 0 | 0 | 0 | 0 | 0 | 0 | 0 | 0 | 0 | 0
Lct_BB014 | Number | SEPD | Steady Progression | Fasnakyle | 0.15847 | 0.15969 | 0.18425 | 0.21188 | 0.24503 | 0.28286 | 0.32624 | 0.22362 | 0.25481 | 0.29127 | 0.33233 | 0.37911 | 0.40562 | 0.46638 | 0.53733 | 0.61842 | 0.71203 | 0.78077 | 0.85794 | 0.94439 | 1.0411 | 1.1502 | 1.5235 | 1.6882 | 1.871 | 2.078 | 2.3106 | 2.6575 | 3.0566 | 3.515 | 4.0418 | 4.6473
Other generation | MW | SEPD | Steady Progression | Fasnakyle | 0 | 0 | 0 | 0 | 0 | 0 | 0 | 0 | 0 | 0 | 0 | 0 | 0 | 0 | 0 | 0 | 0 | 0 | 0 | 0 | 0 | 0 | 0 | 0 | 0 | 0 | 0 | 0 | 0 | 0 | 0 | 0
Srg_BB001 | MW | SEPD | Steady Progression | Fasnakyle | 0 | 0 | 0 | 0 | 0 | 0 | 0 | 0 | 0 | 0.00063786 | 0.0014415 | 0.0030858 | 0.0032212 | 0.0033404 | 0.0034789 | 0.0038809 | 0.0060395 | 0.0080848 | 0.010312 | 0.01261 | 0.01488 | 0.017419 | 0.018216 | 0.019217 | 0.02031 | 0.021665 | 0.022507 | 0.022947 | 0.023384 | 0.02374 | 0.024045 | 0.0244
Srg_BB002 | MW | SEPD | Steady Progression | Fasnakyle | 0 | 0 | 4.1697e-05 | 8.4234e-05 | 0.00012732 | 0.00017098 | 0.00021511 | 0.00063636 | 0.00085416 | 0.0010841 | 0.0013301 | 0.0015961 | 0.0016455 | 0.0016938 | 0.0017412 | 0.0017879 | 0.0018343 | 0.00188 | 0.0019248 | 0.0019697 | 0.0020139 | 0.0020581 | 0.0030106 | 0.0039921 | 0.0050083 | 0.0060583 | 0.0071416 | 0.0072579 | 0.0073475 | 0.0074354 | 0.007522 | 0.0076073
Data centres (MW) | MW | SEPD | Steady Progression | Fiddes | 0 | 0 | 0 | 0 | 0 | 0 | 0 | 0 | 0 | 0 | 0 | 0 | 0 | 0 | 0 | 0 | 0 | 0 | 0 | 0 | 0 | 0 | 0 | 0 | 0 | 0 | 0 | 0 | 0 | 0 | 0 | 0
Dem_BB001a | Number of homes (cumulative) | SEPD | Steady Progression | Fiddes | 0 | 94.8026 | 215.6985 | 338.4496 | 434.211 | 527.9556 | 606.7337 | 666.4729 | 724.1566 | 782.9311 | 841.5956 | 890.5125 | 931.1632 | 964.1632 | 992.1632 | 1022.1632 | 1045.1632 | 1062.2919 | 1080.5252 | 1095.6119 | 1107.5968 | 1117.4628 | 1124.9431 | 1130.3376 | 1134.6553 | 1137.9077 | 1141.1145 | 1142.2832 | 1143.4199 | 1144.5192 | 1145.5852 | 1145.6165
Dem_BB002b | Floorspace (m2) (cumulative) | SEPD | Steady Progression | Fiddes | 0 | 1.629 | 4.9496 | 8.7158 | 12.007 | 15.5329 | 4819.2933 | 5227.937 | 5637.2057 | 6047.0993 | 6457.618 | 6868.7616 | 7278.7312 | 7687.0254 | 8091.235 | 8095.21 | 8098.56 | 8101.285 | 8103.385 | 8104.86 | 8105.71 | 8106.06 | 8106.06 | 8106.06 | 8106.06 | 8106.06 | 8106.06 | 8106.06 | 8106.06 | 8106.06 | 8106.06 | 8106.06
Domestic direct electric heating | Number | SEPD | Steady Progression | Fiddes | 1063.1881 | 1073.4509 | 1086.5178 | 1099.8021 | 1110.17 | 1120.3219 | 1128.8538 | 1135.3337 | 1141.5977 | 1147.9696 | 1154.3416 | 1156.8157 | 1153.9118 | 1151.3313 | 1148.9359 | 1147.0704 | 1145.1677 | 1144.5887 | 1142.9429 | 1141.344 | 1139.5561 | 1137.8079 | 1136.797 | 1135.7132 | 1134.6654 | 1133.5376 | 1132.7871 | 1131.8418 | 1130.9298 | 1130.0506 | 1129.2039 | 1128.2761
Gas: Hydrogen peaking | MW | SEPD | Steady Progression | Fiddes | 0 | 0 | 0 | 0 | 0 | 0 | 0 | 0 | 0 | 0 | 0 | 0 | 0 | 0 | 0 | 0 | 0 | 0 | 0 | 0 | 0 | 0 | 0 | 0 | 0 | 0 | 0 | 0 | 0 | 0 | 0 | 0
Gen_BB001 | MW | SEPD | Steady Progression | Fiddes | 0.1 | 0.1 | 0.1 | 0.1 | 0.1 | 0.1 | 0.1 | 0.1 | 0.1 | 0.1 | 0.1 | 0.1 | 0.1 | 0.1 | 0.1 | 0.1 | 0.1 | 0.1 | 0.1 | 0.1 | 0.1 | 0.1 | 0.1 | 0.1 | 0.1 | 0.1 | 0.1 | 0.1 | 0.1 | 0.1 | 0.1 | 0.1
Gen_BB004 | MW | SEPD | Steady Progression | Fiddes | 0.14 | 0.14 | 0.14 | 0.24457 | 0.24457 | 0.24457 | 0.33435 | 0.43101 | 0.53047 | 0.63419 | 0.73625 | 0.84443 | 0.95005 | 1.0543 | 1.1634 | 1.2652 | 1.3721 | 1.4754 | 1.5723 | 1.679 | 1.7775 | 1.8812 | 1.9877 | 1.9877 | 1.9877 | 1.9877 | 1.9877 | 1.9877 | 1.9877 | 1.9877 | 2.076 | 2.1718
Gen_BB005 | MW | SEPD | Steady Progression | Fiddes | 0 | 0 | 0 | 0 | 0 | 0 | 0 | 0 | 0 | 0 | 0 | 0 | 0 | 0 | 0 | 0 | 0 | 0 | 0 | 0 | 0 | 0 | 0 | 0 | 0 | 0 | 0 | 0 | 0 | 0 | 0 | 0
Gen_BB006 | MW | SEPD | Steady Progression | Fiddes | 0 | 0 | 0 | 0 | 0 | 0 | 0 | 0 | 0 | 0 | 0 | 0 | 0 | 0 | 0 | 0 | 0 | 0 | 0 | 0 | 0 | 0 | 0 | 0 | 0 | 0 | 0 | 0 | 0 | 0 | 0 | 0
Gen_BB008 | MW | SEPD | Steady Progression | Fiddes | 0 | 0 | 0 | 0 | 0 | 0 | 0 | 0 | 0 | 0 | 0 | 0 | 0 | 0 | 0 | 0 | 0 | 0 | 0 | 0 | 0 | 0 | 0 | 0 | 0 | 0 | 0 | 0 | 0 | 0 | 0 | 0
Gen_BB010 | MW | SEPD | Steady Progression | Fiddes | 0.05 | 0.05 | 0.05 | 0.05 | 0.05 | 0.05 | 0.05 | 0.05 | 0.05 | 0.05 | 0.05 | 0.05 | 0.05 | 0.05 | 0.05 | 0.05 | 0.05 | 0.05 | 0.05 | 0.05 | 0.05 | 0.05 | 0.05 | 0.05 | 0.05 | 0.05 | 0.05 | 0.05 | 0.05 | 0.05 | 0.05 | 0.05
Gen_BB011 | MW | SEPD | Steady Progression | Fiddes | 0 | 0 | 0 | 0 | 0 | 0 | 0 | 0 | 0 | 0 | 0 | 0 | 0 | 0 | 0 | 0 | 0 | 0 | 0 | 0 | 0 | 0 | 0 | 0 | 0 | 0 | 0 | 0 | 0 | 0 | 0 | 0
Gen_BB012 | MW | SEPD | Steady Progression | Fiddes | 0.6825 | 0.68487 | 0.6888 | 0.69217 | 0.69533 | 0.69798 | 0.70036 | 0.70389 | 0.70852 | 0.71414 | 0.72091 | 0.7288 | 0.73644 | 0.74387 | 0.75115 | 0.75832 | 0.76535 | 0.7722 | 0.77904 | 0.78575 | 0.79243 | 0.79911 | 0.80463 | 0.80999 | 0.8152 | 0.82027 | 0.82522 | 0.82902 | 0.83275 | 0.83642 | 0.84002 | 0.84357
Gen_BB013 | MW | SEPD | Steady Progression | Fiddes | 1.5334 | 1.5647 | 1.614 | 1.6611 | 1.7043 | 1.7448 | 1.7817 | 1.8248 | 1.8772 | 1.9271 | 1.985 | 2.0481 | 2.1093 | 2.1713 | 2.2342 | 2.2993 | 2.3637 | 2.4267 | 2.4895 | 2.5524 | 2.6149 | 2.678 | 2.7381 | 2.7979 | 2.8578 | 2.9175 | 2.9793 | 3.033 | 3.0871 | 3.1417 | 3.1967 | 3.2514
Gen_BB014 | MW | SEPD | Steady Progression | Fiddes | 0 | 0 | 0 | 0 | 0 | 0 | 0 | 0 | 0 | 0 | 0 | 0 | 0 | 0 | 0 | 0 | 0 | 0 | 0 | 0 | 0 | 0 | 0 | 0 | 0 | 0 | 0 | 0 | 0 | 0 | 0 | 0
Gen_BB015 | MW | SEPD | Steady Progression | Fiddes | 160.09 | 160.09 | 160.09 | 160.09 | 160.09 | 197.09 | 197.09 | 197.09 | 197.09 | 198.2939 | 198.442 | 198.9571 | 199.2374 | 199.381 | 200.2229 | 201.4726 | 201.6117 | 201.7492 | 201.8852 | 202.0194 | 202.1519 | 205.6578 | 205.787 | 208.3895 | 227.2654 | 235.3645 | 235.4869 | 235.6099 | 237.6086 | 237.7328 | 237.8577 | 237.9832
Gen_BB016 | MW | SEPD | Steady Progression | Fiddes | 12.7778 | 12.7778 | 12.7791 | 12.7806 | 12.7822 | 12.7839 | 12.7863 | 12.7897 | 12.7954 | 12.8049 | 12.8191 | 12.8358 | 12.8539 | 12.8718 | 12.8893 | 12.9066 | 12.9237 | 12.9404 | 12.9561 | 12.9706 | 12.9843 | 12.997 | 13.0088 | 13.0199 | 13.0303 | 13.0399 | 13.0489 | 13.0574 | 13.0651 | 13.072 | 13.0782 | 13.0838
Gen_BB017 | MW | SEPD | Steady Progression | Fiddes | 0 | 0 | 0 | 0 | 0 | 0 | 0 | 0 | 0 | 0 | 0 | 0 | 0 | 0 | 0 | 0 | 0 | 0 | 0 | 0 | 0 | 0 | 0 | 0 | 0 | 0 | 0 | 0 | 0 | 0 | 0 | 0
Gen_BB018 | MW | SEPD | Steady Progression | Fiddes | 0.011 | 0.011 | 0.011 | 0.011 | 0.011 | 0.011 | 0.011 | 0.011 | 0.011 | 0.011 | 0.011 | 0.011 | 0.011 | 0.011 | 0.011 | 0.011 | 0.011 | 0.011 | 0.011 | 0.011 | 0.011 | 0.011 | 0.011 | 0.011 | 0.011 | 0.011 | 0.011 | 0.011 | 0.011 | 0.011 | 0.011 | 0.011
Hydrogen electrolysis | MW | SEPD | Steady Progression | Fiddes | 0 | 0 | 0 | 0 | 0 | 0 | 0 | 0 | 0 | 0 | 0 | 0 | 0 | 0 | 0 | 0 | 0 | 0 | 0 | 0 | 0 | 0 | 0 | 0 | 0 | 0 | 0 | 0 | 0 | 0 | 0 | 0
Lct_BB001 | Number | SEPD | Steady Progression | Fiddes | 69.4965 | 87.9071 | 129.0926 | 214.7652 | 315.0026 | 448.8609 | 621.9296 | 816.0687 | 1053.8882 | 1345.079 | 1699.6765 | 2160.7094 | 2659.3749 | 3161.3084 | 3666.6977 | 4175.7242 | 4689.0962 | 5448.9971 | 6408.2476 | 7429.4441 | 8488.2973 | 9660.2632 | 10816.5078 | 11917.5885 | 12939.603 | 13881.0146 | 14609.8244 | 14982.4289 | 15361.5677 | 15735.7392 | 16120.8904 | 16496.0103
Lct_BB003 | Number | SEPD | Steady Progression | Fiddes | 3.3956 | 3.8381 | 5.732 | 7.5907 | 9.7366 | 12.29 | 15.3574 | 19.4552 | 24.7675 | 31.1247 | 39.0272 | 48.6569 | 60.7702 | 75.8715 | 94.6335 | 117.6143 | 145.9328 | 179.8456 | 219.9665 | 265.8508 | 316.5027 | 374.4557 | 435.6004 | 497.8725 | 558.0314 | 614.8275 | 665.5167 | 709.7158 | 748.5668 | 781.6679 | 810.2998 | 835.8755
Lct_BB005 | Number | SEPD | Steady Progression | Fiddes | 88.6511 | 96.7548 | 102.4386 | 109.6633 | 118.0513 | 126.2882 | 134.1622 | 142.4314 | 146.4073 | 152.1042 | 160.9481 | 166.9459 | 209.8296 | 253.0765 | 296.4723 | 340.3123 | 384.1351 | 444.8016 | 505.3399 | 565.7582 | 625.8952 | 685.9789 | 808.3197 | 930.7926 | 1053.5891 | 1176.6343 | 1300.5552 | 1403.8818 | 1507.7406 | 1612.3508 | 1717.7602 | 1823.9337
Lct_BB006 | Number | SEPD | Steady Progression | Fiddes | 0 | 0 | 0.6103 | 1.2148 | 1.8133 | 2.4058 | 2.9915 | 7.265 | 11.4778 | 18.1174 | 24.659 | 31.1016 | 48.5299 | 65.8144 | 82.9549 | 99.9526 | 116.8086 | 125.0293 | 133.1448 | 141.1528 | 149.0542 | 156.8502 | 176.7291 | 196.2759 | 215.4906 | 234.3719 | 252.9195 | 289.0241 | 325.1287 | 361.2333 | 397.3379 | 433.4425
Lct_BB007 | Number | SEPD | Steady Progression | Fiddes | 17.8523 | 19.1196 | 18.7905 | 20.0513 | 21.2055 | 22.2989 | 23.4442 | 24.8836 | 25.1832 | 25.5425 | 26.2966 | 26.7175 | 31.8936 | 37.0696 | 42.2456 | 47.4216 | 52.5976 | 59.9724 | 67.3109 | 74.6131 | 81.879 | 89.1086 | 104.2309 | 119.3532 | 134.4755 | 149.5978 | 164.7201 | 177.166 | 189.6119 | 202.0578 | 214.5037 | 226.9496
Lct_BB008 | Number | SEPD | Steady Progression | Fiddes | 0 | 0 | 0.03695 | 0.07351 | 0.10971 | 0.14552 | 0.18097 | 0.43883 | 0.69297 | 0.94344 | 1.1902 | 1.4333 | 2.0909 | 2.743 | 3.3897 | 4.031 | 4.6669 | 4.9771 | 5.2833 | 5.5854 | 5.8836 | 6.1777 | 6.9278 | 7.6653 | 8.3902 | 9.1025 | 9.8023 | 11.1646 | 12.5269 | 13.8892 | 15.2514 | 16.6137
Lct_BB010b | MW | SEPD | Steady Progression | Fiddes | 0.553 | 0.74027 | 0.87172 | 1.1913 | 1.5532 | 2.0803 | 2.7003 | 3.3853 | 4.1713 | 5.1683 | 6.2517 | 7.7893 | 9.2522 | 10.6442 | 12.0736 | 13.6688 | 15.1596 | 17.897 | 21.9137 | 28.2261 | 33.9043 | 38.7527 | 41.9551 | 44.3237 | 45.9051 | 46.9548 | 47.194 | 47.495 | 47.803 | 48.02 | 48.2118 | 48.4918
Lct_BB011b | MW | SEPD | Steady Progression | Fiddes | 0.014 | 0.0179 | 0.03388 | 0.05632 | 0.07885 | 0.10578 | 0.13709 | 0.16881 | 0.20557 | 0.24754 | 0.29524 | 0.35007 | 0.42846 | 0.51883 | 0.62315 | 0.74059 | 0.87276 | 1.0233 | 1.1866 | 1.3583 | 1.5348 | 1.7032 | 1.865 | 2.0148 | 2.1479 | 2.2628 | 2.358 | 2.3886 | 2.4184 | 2.4482 | 2.4784 | 2.5075
Lct_BB012b | MW | SEPD | Steady Progression | Fiddes | 0.402 | 0.4039 | 0.40597 | 0.41548 | 0.42518 | 0.43839 | 0.45341 | 0.4727 | 0.49552 | 0.52267 | 0.55463 | 0.59215 | 0.65212 | 0.72215 | 0.80314 | 0.89493 | 0.99806 | 1.1174 | 1.2469 | 1.3837 | 1.5261 | 1.6585 | 1.7854 | 1.9035 | 2.0093 | 2.1009 | 2.1897 | 2.2142 | 2.2343 | 2.25 | 2.2614 | 2.2614
Lct_BB013b | MW | SEPD | Steady Progression | Fiddes | 0 | 0.0006 | 0.00114 | 0.00208 | 0.00243 | 0.0029 | 0.00315 | 0.00572 | 0.00871 | 0.01218 | 0.01619 | 0.0208 | 0.02948 | 0.0396 | 0.0513 | 0.06462 | 0.07966 | 0.09698 | 0.11588 | 0.13597 | 0.1569 | 0.177 | 0.19649 | 0.21486 | 0.23154 | 0.24627 | 0.25767 | 0.26276 | 0.26719 | 0.27102 | 0.27438 | 0.27457
Lct_BB014 | Number | SEPD | Steady Progression | Fiddes | 17.9766 | 18.1145 | 20.9006 | 24.0347 | 27.7955 | 32.0862 | 37.0072 | 40.6561 | 46.3273 | 52.9555 | 60.4216 | 68.9268 | 123.4823 | 141.9774 | 163.5759 | 188.2638 | 216.7603 | 237.6854 | 261.1781 | 287.4959 | 316.9285 | 350.1372 | 493.4018 | 546.7385 | 605.9685 | 672.9974 | 748.3161 | 860.6699 | 989.9296 | 1138.3995 | 1308.9977 | 1505.1016
Other generation | MW | SEPD | Steady Progression | Fiddes | 0.045 | 0.045 | 0.045 | 0.045 | 0.045 | 0.045 | 0.045 | 0.045 | 0.045 | 0.045 | 0.045 | 0.045 | 0.045 | 0.045 | 0.045 | 0.045 | 0.045 | 0.045 | 0.045 | 0.045 | 0.045 | 0.045 | 0.045 | 0.045 | 0.045 | 0.045 | 0.045 | 0.045 | 0.045 | 0.045 | 0.045 | 0.045
Srg_BB001 | MW | SEPD | Steady Progression | Fiddes | 0 | 0.055173 | 0.14281 | 0.23324 | 0.32489 | 0.43311 | 0.6016 | 1.4692 | 1.7213 | 1.9662 | 2.2407 | 2.646 | 2.7107 | 2.7717 | 2.8306 | 2.9129 | 3.1751 | 3.3867 | 3.6103 | 3.8349 | 4.0517 | 4.2912 | 4.4138 | 4.5537 | 4.7079 | 4.8884 | 5.0184 | 5.0585 | 5.0979 | 5.1294 | 5.1558 | 5.186
Srg_BB002 | MW | SEPD | Steady Progression | Fiddes | 0 | 0 | 0.0015624 | 0.003184 | 0.0048527 | 0.0065655 | 0.0083171 | 0.025312 | 0.034287 | 0.043713 | 0.053738 | 0.064505 | 0.066496 | 0.068428 | 0.070315 | 0.072166 | 0.073991 | 0.075788 | 0.07754 | 0.079287 | 0.081002 | 0.08271 | 0.11943 | 0.15717 | 0.19615 | 0.23633 | 0.27768 | 0.28212 | 0.28553 | 0.28887 | 0.29215 | 0.29538
Data centres (MW) | MW | SEPD | Steady Progression | Fort Augustus | 0 | 0 | 0 | 0 | 0 | 0 | 0 | 0 | 0 | 0 | 0 | 0 | 0 | 0 | 0 | 0 | 0 | 0 | 0 | 0 | 0 | 0 | 0 | 0 | 0 | 0 | 0 | 0 | 0 | 0 | 0 | 0
Dem_BB001a | Number of homes (cumulative) | SEPD | Steady Progression | Fort Augustus | 0 | 9 | 34 | 54 | 72 | 83 | 88 | 91 | 94 | 97 | 100 | 103 | 105 | 106 | 106 | 106 | 106 | 106.2612 | 106.5466 | 106.7981 | 107.026 | 107.2592 | 107.3885 | 107.4947 | 107.5803 | 107.6482 | 107.7039 | 107.7493 | 107.7861 | 107.8129 | 107.8306 | 107.8391
Dem_BB002b | Floorspace (m2) (cumulative) | SEPD | Steady Progression | Fort Augustus | 0 | 0 | 0 | 3180 | 4195 | 4522.5 | 4850 | 5177.5 | 5505 | 5832.5 | 6160 | 6487.5 | 6550 | 6550 | 6550 | 6550 | 6550 | 6550 | 6550 | 6550 | 6550 | 6550 | 6550 | 6550 | 6550 | 6550 | 6550 | 6550 | 6550 | 6550 | 6550 | 6550
Domestic direct electric heating | Number | SEPD | Steady Progression | Fort Augustus | 529.133 | 530.1043 | 532.8049 | 534.965 | 536.909 | 538.0969 | 538.6369 | 538.9608 | 539.2848 | 539.6088 | 539.9327 | 537.1373 | 535.0663 | 533.014 | 531.0988 | 529.1989 | 527.1653 | 526.0498 | 524.6459 | 523.2525 | 521.8692 | 520.6113 | 519.5983 | 518.7071 | 517.8241 | 516.9492 | 516.0828 | 515.2249 | 514.3759 | 513.5356 | 512.7042 | 511.8818
Gas: Hydrogen peaking | MW | SEPD | Steady Progression | Fort Augustus | 0 | 0 | 0 | 0 | 0 | 0 | 0 | 0 | 0 | 0 | 0 | 0 | 0 | 0 | 0 | 0 | 0 | 0 | 0 | 0 | 0 | 0 | 0 | 0 | 0 | 0 | 0 | 0 | 0 | 0 | 0 | 0
Gen_BB001 | MW | SEPD | Steady Progression | Fort Augustus | 0 | 0 | 0 | 0 | 0 | 0 | 0 | 0 | 0 | 0 | 0 | 0 | 0 | 0 | 0 | 0 | 0 | 0 | 0 | 0 | 0 | 0 | 0 | 0 | 0 | 0 | 0 | 0 | 0 | 0 | 0 | 0
Gen_BB004 | MW | SEPD | Steady Progression | Fort Augustus | 0 | 0 | 0 | 0 | 0 | 0 | 0 | 0 | 0 | 0 | 0 | 0 | 0 | 0 | 0 | 0 | 0 | 0 | 0 | 0 | 0 | 0 | 0 | 0 | 0 | 0 | 0 | 0 | 0 | 0 | 0 | 0
Gen_BB005 | MW | SEPD | Steady Progression | Fort Augustus | 0 | 0 | 0 | 0 | 0 | 0 | 0 | 0 | 0 | 0 | 0 | 0 | 0 | 0 | 0 | 0 | 0 | 0 | 0 | 0 | 0 | 0 | 0 | 0 | 0 | 0 | 0 | 0 | 0 | 0 | 0 | 0
Gen_BB006 | MW | SEPD | Steady Progression | Fort Augustus | 0 | 0 | 0 | 0 | 0 | 0 | 0 | 0 | 0 | 0 | 0 | 0 | 0 | 0 | 0 | 0 | 0 | 0 | 0 | 0 | 0 | 0 | 0 | 0 | 0 | 0 | 0 | 0 | 0 | 0 | 0 | 0
Gen_BB008 | MW | SEPD | Steady Progression | Fort Augustus | 0 | 0 | 0 | 0 | 0 | 0 | 0 | 0 | 0 | 0 | 0 | 0 | 0 | 0 | 0 | 0 | 0 | 0 | 0 | 0 | 0 | 0 | 0 | 0 | 0 | 0 | 0 | 0 | 0 | 0 | 0 | 0
Gen_BB010 | MW | SEPD | Steady Progression | Fort Augustus | 0 | 0 | 0 | 0 | 0 | 0 | 0 | 0 | 0 | 0 | 0 | 0 | 0 | 0 | 0 | 0 | 0 | 0 | 0 | 0 | 0 | 0 | 0 | 0 | 0 | 0 | 0 | 0 | 0 | 0 | 0 | 0
Gen_BB011 | MW | SEPD | Steady Progression | Fort Augustus | 0 | 0 | 0 | 0 | 0 | 0 | 0 | 0 | 0 | 0 | 0 | 0 | 0 | 0 | 0 | 0 | 0 | 0 | 0 | 0 | 0 | 0 | 0 | 0 | 0 | 0 | 0 | 0 | 0 | 0 | 0 | 0
Gen_BB012 | MW | SEPD | Steady Progression | Fort Augustus | 0.01092 | 0.011388 | 0.012147 | 0.012783 | 0.013368 | 0.01385 | 0.014276 | 0.014897 | 0.015695 | 0.016717 | 0.017943 | 0.019368 | 0.020743 | 0.022076 | 0.023377 | 0.024653 | 0.025903 | 0.027119 | 0.028329 | 0.029514 | 0.030692 | 0.031867 | 0.032836 | 0.033776 | 0.034688 | 0.035576 | 0.036441 | 0.037104 | 0.037754 | 0.038392 | 0.039019 | 0.039637
Gen_BB013 | MW | SEPD | Steady Progression | Fort Augustus | 0.30534 | 0.30792 | 0.31364 | 0.31879 | 0.32386 | 0.32768 | 0.3303 | 0.33323 | 0.33686 | 0.34349 | 0.35135 | 0.36046 | 0.36912 | 0.37763 | 0.38646 | 0.39524 | 0.40482 | 0.41478 | 0.42484 | 0.43488 | 0.44501 | 0.45573 | 0.46651 | 0.47789 | 0.48935 | 0.5009 | 0.51256 | 0.52312 | 0.53378 | 0.54456 | 0.55545 | 0.56647
Gen_BB014 | MW | SEPD | Steady Progression | Fort Augustus | 0 | 0 | 0 | 0 | 0 | 0 | 0 | 0 | 0 | 0 | 0 | 0 | 0 | 0 | 0 | 0 | 0 | 0 | 0 | 0 | 0 | 0 | 0 | 0 | 0 | 0 | 0 | 0 | 0 | 0 | 0 | 0
Gen_BB015 | MW | SEPD | Steady Progression | Fort Augustus | 11.5 | 11.5 | 11.5 | 11.5 | 11.5 | 11.5 | 11.5 | 11.5 | 11.5 | 12.8283 | 12.9917 | 13.5601 | 13.8692 | 14.0277 | 14.9566 | 16.3354 | 16.4889 | 16.6407 | 16.7907 | 16.9388 | 17.085 | 17.2293 | 17.3719 | 17.5126 | 17.6515 | 17.7884 | 20.411 | 20.5467 | 20.6831 | 20.8203 | 20.958 | 21.0965
Gen_BB016 | MW | SEPD | Steady Progression | Fort Augustus | 0.14102 | 0.14102 | 0.14245 | 0.14407 | 0.14583 | 0.14778 | 0.15038 | 0.1541 | 0.16042 | 0.17095 | 0.18655 | 0.205 | 0.22497 | 0.2447 | 0.26407 | 0.28314 | 0.30196 | 0.32041 | 0.33769 | 0.35376 | 0.36883 | 0.38285 | 0.39592 | 0.40817 | 0.41956 | 0.43016 | 0.4401 | 0.44952 | 0.45796 | 0.4656 | 0.47245 | 0.47863
Gen_BB017 | MW | SEPD | Steady Progression | Fort Augustus | 0 | 0 | 0 | 0 | 0 | 0 | 0 | 0 | 0 | 0 | 0 | 0 | 0 | 0 | 0 | 0 | 0 | 0 | 0 | 0 | 0 | 0 | 0 | 0 | 0 | 0 | 0 | 0 | 0 | 0 | 0 | 0
Gen_BB018 | MW | SEPD | Steady Progression | Fort Augustus | 6.734 | 8.233 | 8.233 | 8.233 | 8.2388 | 8.2623 | 8.2638 | 8.2707 | 8.2774 | 8.2786 | 8.2852 | 8.2863 | 8.2927 | 8.2992 | 8.3001 | 8.3065 | 8.3073 | 8.3135 | 8.3143 | 8.3205 | 8.3211 | 8.3217 | 8.3279 | 8.3284 | 8.3345 | 8.335 | 8.3355 | 8.3415 | 8.3419 | 8.3479 | 8.3482 | 8.3487
Hydrogen electrolysis | MW | SEPD | Steady Progression | Fort Augustus | 0 | 0 | 0 | 0 | 0 | 0 | 0 | 0 | 0 | 0 | 0 | 0 | 0 | 0 | 0 | 0 | 0 | 0 | 0 | 0 | 0 | 0 | 0 | 0 | 0 | 0 | 0 | 0 | 0 | 0 | 0 | 0
Lct_BB001 | Number | SEPD | Steady Progression | Fort Augustus | 10.4591 | 13.2339 | 18.7695 | 30.7586 | 44.7136 | 63.3048 | 87.3911 | 114.1734 | 146.9003 | 186.7357 | 235.1256 | 319.2766 | 408.8393 | 498.4185 | 588.0174 | 677.5609 | 767.1287 | 897.2993 | 1053.665 | 1219.003 | 1389.1036 | 1576.817 | 1759.8545 | 1931.4275 | 2087.5282 | 2227.9857 | 2310.3414 | 2354.2616 | 2398.1129 | 2440.1081 | 2483.0146 | 2524.0887
Lct_BB003 | Number | SEPD | Steady Progression | Fort Augustus | 0 | 0 | 0 | 0 | 0 | 0 | 0 | 0 | 0 | 0 | 0 | 0 | 0 | 0 | 0 | 0 | 0 | 0 | 0 | 0 | 0 | 0 | 0 | 0 | 0 | 0 | 0 | 0 | 0 | 0 | 0 | 0
Lct_BB005 | Number | SEPD | Steady Progression | Fort Augustus | 82.5771 | 85.0002 | 86.5646 | 88.2744 | 90.6906 | 92.8932 | 94.9812 | 97.4761 | 98.0941 | 99.6529 | 102.7755 | 104.5964 | 124.6879 | 144.7623 | 164.9094 | 185.0732 | 205.3888 | 234.3714 | 263.2706 | 292.0463 | 320.7132 | 349.3918 | 408.8527 | 468.4663 | 528.1868 | 588.0072 | 648.0361 | 697.8517 | 747.9145 | 798.2183 | 848.8719 | 899.9358
Lct_BB006 | Number | SEPD | Steady Progression | Fort Augustus | 0 | 0 | 0 | 0 | 0 | 0 | 0 | 0.0001 | 0.0002 | 0.001 | 0.0018 | 0.0026 | 0.0048 | 0.007 | 0.0092 | 0.0114 | 0.0135 | 0.0145 | 0.0155 | 0.0165 | 0.0175 | 0.0185 | 0.021 | 0.0235 | 0.0259 | 0.0283 | 0.0307 | 0.0353 | 0.0399 | 0.0445 | 0.0491 | 0.0537
Lct_BB007 | Number | SEPD | Steady Progression | Fort Augustus | 0 | 0 | 0 | 0 | 0 | 0 | 0 | 0 | 0 | 0 | 0 | 0 | 0 | 0 | 0 | 0 | 0 | 0 | 0 | 0 | 0 | 0 | 0 | 0 | 0 | 0 | 0 | 0 | 0 | 0 | 0 | 0
Lct_BB008 | Number | SEPD | Steady Progression | Fort Augustus | 0 | 0 | 0 | 0 | 0 | 0 | 0 | 0 | 0 | 0 | 0 | 0 | 0 | 0 | 0 | 0 | 0 | 0 | 0 | 0 | 0 | 0 | 0 | 0 | 0 | 0 | 0 | 0 | 0 | 0 | 0 | 0
Lct_BB010b | MW | SEPD | Steady Progression | Fort Augustus | 0.07 | 0.08268 | 0.10273 | 0.14389 | 0.20331 | 0.2783 | 0.40669 | 0.48741 | 0.62287 | 0.7613 | 0.94141 | 1.2901 | 1.6247 | 1.9658 | 2.2783 | 2.6155 | 2.9395 | 3.5054 | 4.2134 | 5.2396 | 6.5319 | 7.7867 | 8.4933 | 9.0646 | 9.3224 | 9.5034 | 9.5524 | 9.586 | 9.6252 | 9.6462 | 9.6714 | 9.7078
Lct_BB011b | MW | SEPD | Steady Progression | Fort Augustus | 0 | 0.0005 | 0.00346 | 0.00723 | 0.01098 | 0.01539 | 0.0208 | 0.02622 | 0.0322 | 0.039 | 0.04698 | 0.05584 | 0.06864 | 0.08354 | 0.10078 | 0.12025 | 0.14194 | 0.16685 | 0.19376 | 0.22209 | 0.25128 | 0.27909 | 0.30557 | 0.33023 | 0.35192 | 0.3706 | 0.38615 | 0.3908 | 0.39536 | 0.39992 | 0.40455 | 0.409
Lct_BB012b | MW | SEPD | Steady Progression | Fort Augustus | 0.158 | 0.1582 | 0.15842 | 0.15986 | 0.1614 | 0.16348 | 0.16586 | 0.1691 | 0.173 | 0.1776 | 0.18304 | 0.18953 | 0.19998 | 0.21221 | 0.22633 | 0.24245 | 0.26056 | 0.28159 | 0.3044 | 0.32866 | 0.35387 | 0.37743 | 0.39999 | 0.42112 | 0.44008 | 0.45662 | 0.47249 | 0.47734 | 0.48142 | 0.48464 | 0.487 | 0.487
Lct_BB013b | MW | SEPD | Steady Progression | Fort Augustus | 0 | 0.0001 | 0.00023 | 0.00042 | 0.00049 | 0.00058 | 0.00063 | 0.00114 | 0.00173 | 0.00242 | 0.00321 | 0.00412 | 0.00584 | 0.00784 | 0.01015 | 0.01278 | 0.01575 | 0.01918 | 0.02292 | 0.02689 | 0.03103 | 0.035 | 0.03885 | 0.04248 | 0.04578 | 0.04869 | 0.05094 | 0.05195 | 0.05283 | 0.05359 | 0.05426 | 0.0543
Lct_BB014 | Number | SEPD | Steady Progression | Fort Augustus | 1.8266 | 1.8406 | 2.1237 | 2.4422 | 2.8243 | 3.2603 | 3.7603 | 2.5775 | 2.937 | 3.3572 | 3.8306 | 4.3698 | 5.4188 | 6.2304 | 7.1782 | 8.2616 | 9.5121 | 10.4303 | 11.4612 | 12.6161 | 13.9077 | 15.365 | 21.3418 | 23.6488 | 26.2108 | 29.11 | 32.3679 | 37.2277 | 42.8187 | 49.2407 | 56.6198 | 65.1021
Other generation | MW | SEPD | Steady Progression | Fort Augustus | 0 | 0 | 0 | 0 | 0 | 0 | 0 | 0 | 0 | 0 | 0 | 0 | 0 | 0 | 0 | 0 | 0 | 0 | 0 | 0 | 0 | 0 | 0 | 0 | 0 | 0 | 0 | 0 | 0 | 0 | 0 | 0
Srg_BB001 | MW | SEPD | Steady Progression | Fort Augustus | 0 | 0 | 0.0058992 | 0.011999 | 0.018186 | 0.024179 | 0.033688 | 0.079153 | 0.093532 | 0.109 | 0.12658 | 0.15377 | 0.15576 | 0.15742 | 0.15893 | 0.16234 | 0.18026 | 0.19689 | 0.21464 | 0.23262 | 0.25007 | 0.26924 | 0.27516 | 0.28249 | 0.29036 | 0.29999 | 0.30671 | 0.31017 | 0.31356 | 0.31629 | 0.31859 | 0.32124
Srg_BB002 | MW | SEPD | Steady Progression | Fort Augustus | 0 | 0 | 0.00030441 | 0.0006169 | 0.00093527 | 0.0012594 | 0.0015885 | 0.0047488 | 0.006396 | 0.0081233 | 0.0099564 | 0.011921 | 0.012284 | 0.012635 | 0.012977 | 0.013313 | 0.013643 | 0.013967 | 0.014283 | 0.014598 | 0.014906 | 0.015213 | 0.021803 | 0.028569 | 0.03555 | 0.042741 | 0.050136 | 0.050929 | 0.051537 | 0.052134 | 0.05272 | 0.053296
Data centres (MW) | MW | SEPD | Steady Progression | Fort William | 0 | 0 | 0 | 0 | 0 | 0 | 0 | 0 | 0 | 0 | 0 | 0 | 0 | 0 | 0 | 0 | 0 | 0 | 0 | 0 | 0 | 0 | 0 | 0 | 0 | 0 | 0 | 0 | 0 | 0 | 0 | 0
Dem_BB001a | Number of homes (cumulative) | SEPD | Steady Progression | Fort William | 0 | 70 | 164 | 226 | 288 | 355 | 404 | 449 | 477 | 506 | 536 | 569 | 600 | 626 | 648 | 661 | 671 | 678.9845 | 687.0603 | 694.0083 | 699.8673 | 704.7191 | 708.1915 | 710.5796 | 711.8921 | 712.1403 | 712.3437 | 712.5097 | 712.6442 | 712.7419 | 712.8068 | 712.8376
Dem_BB002b | Floorspace (m2) (cumulative) | SEPD | Steady Progression | Fort William | 0 | 0 | 0 | 0 | 0 | 0 | 0 | 0 | 0 | 0 | 0 | 0 | 0 | 0 | 0 | 0 | 0 | 0 | 0 | 0 | 0 | 0 | 0 | 0 | 0 | 0 | 0 | 0 | 0 | 0 | 0 | 0
Domestic direct electric heating | Number | SEPD | Steady Progression | Fort William | 4233.0638 | 4240.6186 | 4250.7735 | 4257.4693 | 4264.1652 | 4271.4012 | 4276.6932 | 4281.5531 | 4284.577 | 4287.7089 | 4290.9489 | 4266.7631 | 4252.7676 | 4238.8563 | 4225.16 | 4210.8457 | 4195.5647 | 4185.3567 | 4172.654 | 4160.2699 | 4147.9676 | 4135.9754 | 4124.9078 | 4113.9001 | 4102.9664 | 4091.9917 | 4081.2054 | 4070.4929 | 4059.854 | 4049.2885 | 4038.7965 | 4028.378
Gas: Hydrogen peaking | MW | SEPD | Steady Progression | Fort William | 0 | 0 | 0 | 0 | 0 | 0 | 0 | 0 | 0 | 0 | 0 | 0 | 0 | 0 | 0 | 0 | 0 | 0 | 0 | 0 | 0 | 0 | 0 | 0 | 0 | 0 | 0 | 0 | 0 | 0 | 0 | 0
Gen_BB001 | MW | SEPD | Steady Progression | Fort William | 0.1 | 0.1 | 0.1 | 0.1 | 0.1 | 0.1 | 0.1 | 0.1 | 0.1 | 0.1 | 0.1 | 0.1 | 0.1 | 0.1 | 0.1 | 0.1 | 0.1 | 0.1 | 0.1 | 0.1 | 0.1 | 0.1 | 0.1 | 0.1 | 0.1 | 0.1 | 0.1 | 0.1 | 0.1 | 0.1 | 0.1 | 0.1
Gen_BB004 | MW | SEPD | Steady Progression | Fort William | 0 | 0 | 0 | 0 | 0 | 0 | 0 | 0 | 0 | 0 | 0 | 0 | 0 | 0 | 0 | 0 | 0 | 0 | 0 | 0 | 0 | 0 | 0 | 0 | 0 | 0 | 0 | 0 | 0 | 0 | 0 | 0
Gen_BB005 | MW | SEPD | Steady Progression | Fort William | 0 | 0 | 0 | 0 | 0 | 0 | 0 | 0 | 0 | 0 | 0 | 0 | 0 | 0 | 0 | 0 | 0 | 0 | 0 | 0 | 0 | 0 | 0 | 0 | 0 | 0 | 0 | 0 | 0 | 0 | 0 | 0
Gen_BB006 | MW | SEPD | Steady Progression | Fort William | 0 | 0 | 0 | 0 | 0 | 0 | 0 | 0 | 0 | 0 | 0 | 0 | 0 | 0 | 0 | 0 | 0 | 0 | 0 | 0 | 0 | 0 | 0 | 0 | 0 | 0 | 0 | 0 | 0 | 0 | 0 | 0
Gen_BB008 | MW | SEPD | Steady Progression | Fort William | 0 | 0 | 0 | 0 | 0 | 0 | 0 | 0 | 0 | 0 | 0 | 0 | 0 | 0 | 0 | 0 | 0 | 0 | 0 | 0 | 0 | 0 | 0 | 0 | 0 | 0 | 0 | 0 | 0 | 0 | 0 | 0
Gen_BB010 | MW | SEPD | Steady Progression | Fort William | 0 | 0 | 0 | 0 | 0 | 0 | 0 | 0 | 0 | 0 | 0 | 0 | 0 | 0 | 0 | 0 | 0 | 0 | 0 | 0 | 0 | 0 | 0 | 0 | 0 | 0 | 0 | 0 | 0 | 0 | 0 | 0
Gen_BB011 | MW | SEPD | Steady Progression | Fort William | 0 | 0 | 0 | 0 | 0 | 0 | 0 | 0 | 0 | 0 | 0 | 0 | 0 | 0 | 0 | 0 | 0 | 0 | 0 | 0 | 0 | 0 | 0 | 0 | 0 | 0 | 0 | 0 | 0 | 0 | 0 | 0
Gen_BB012 | MW | SEPD | Steady Progression | Fort William | 0.0102 | 0.011619 | 0.098929 | 0.10087 | 0.10266 | 0.10413 | 0.10544 | 0.10734 | 0.1098 | 0.11296 | 0.11676 | 0.1212 | 0.12549 | 0.12967 | 0.13377 | 0.1378 | 0.14175 | 0.14561 | 0.14946 | 0.15324 | 0.157 | 0.16076 | 0.16386 | 0.16688 | 0.16982 | 0.17268 | 0.17546 | 0.17761 | 0.17971 | 0.18178 | 0.18381 | 0.1858
Gen_BB013 | MW | SEPD | Steady Progression | Fort William | 0.92572 | 0.93885 | 0.95981 | 0.97672 | 0.99438 | 1.0132 | 1.0291 | 1.0472 | 1.0642 | 1.0913 | 1.1231 | 1.1602 | 1.1976 | 1.2351 | 1.2736 | 1.3102 | 1.3473 | 1.3842 | 1.4203 | 1.4574 | 1.4949 | 1.5338 | 1.5731 | 1.6128 | 1.6527 | 1.6924 | 1.7331 | 1.7701 | 1.8075 | 1.8454 | 1.8837 | 1.9224
Gen_BB014 | MW | SEPD | Steady Progression | Fort William | 0 | 0 | 0 | 0 | 0 | 0 | 0 | 0 | 0 | 0 | 0 | 0 | 0 | 0 | 0 | 0 | 0 | 0 | 0 | 0 | 0 | 0 | 0 | 0 | 0 | 0 | 0 | 0 | 0 | 0 | 0 | 0
Gen_BB015 | MW | SEPD | Steady Progression | Fort William | 7 | 7 | 7 | 7 | 7 | 7 | 7 | 7 | 7 | 7.6315 | 7.7092 | 7.9794 | 8.1264 | 8.2018 | 8.6434 | 9.2989 | 9.3719 | 9.4441 | 11.2654 | 11.3358 | 11.4053 | 11.4739 | 11.5417 | 11.6086 | 11.6746 | 11.7397 | 11.804 | 11.8685 | 11.9334 | 11.9985 | 12.064 | 12.1299
Gen_BB016 | MW | SEPD | Steady Progression | Fort William | 0.79705 | 0.79705 | 0.79772 | 0.7985 | 0.79933 | 0.80026 | 0.8015 | 0.80326 | 0.80627 | 0.81128 | 0.81869 | 0.82747 | 0.83696 | 0.84634 | 0.85555 | 0.86461 | 0.87356 | 0.88233 | 0.89055 | 0.89819 | 0.90535 | 0.91202 | 0.91824 | 0.92406 | 0.92947 | 0.93451 | 0.93924 | 0.94372 | 0.94773 | 0.95136 | 0.95462 | 0.95756
Gen_BB017 | MW | SEPD | Steady Progression | Fort William | 0 | 0 | 0 | 0 | 0 | 0 | 0 | 0 | 0 | 0 | 0 | 0 | 0 | 0 | 0 | 0 | 0 | 0 | 0 | 0 | 0 | 0 | 0 | 0 | 0 | 0 | 0 | 0 | 0 | 0 | 0 | 0
Gen_BB018 | MW | SEPD | Steady Progression | Fort William | 64.1477 | 117.1977 | 118.7977 | 118.7977 | 118.8851 | 119.242 | 119.2639 | 119.368 | 119.4705 | 119.4881 | 119.5881 | 119.6049 | 119.7023 | 119.8006 | 119.8132 | 119.9106 | 119.9232 | 120.0173 | 120.0291 | 120.1223 | 120.1324 | 120.1416 | 120.2349 | 120.2433 | 120.3357 | 120.3432 | 120.3499 | 120.4415 | 120.4474 | 120.5381 | 120.5431 | 120.5499
Hydrogen electrolysis | MW | SEPD | Steady Progression | Fort William | 0 | 0 | 0 | 0 | 0 | 0 | 0 | 0 | 0 | 0 | 0 | 0 | 0 | 0 | 0 | 0 | 0 | 0 | 0 | 0 | 0 | 0 | 0 | 0 | 0 | 0 | 0 | 0 | 0 | 0 | 0 | 0
Lct_BB001 | Number | SEPD | Steady Progression | Fort William | 37.6828 | 47.7862 | 68.0124 | 112.1391 | 163.6897 | 233.2884 | 323.9334 | 425.5727 | 550.4452 | 703.8351 | 891.2538 | 1270.3137 | 1762.7585 | 2255.2841 | 2747.7293 | 3240.2285 | 3732.715 | 4370.2116 | 5144.7924 | 5967.7087 | 6818.2643 | 7760.0909 | 8683.7791 | 9555.8148 | 10355.6385 | 11081.601 | 11639.7075 | 11869.181 | 12098.2037 | 12317.5501 | 12541.0777 | 12750.9631
Lct_BB003 | Number | SEPD | Steady Progression | Fort William | 0 | 0 | 0 | 0 | 0 | 0 | 0 | 0 | 0 | 0 | 0 | 0 | 0 | 0 | 0 | 0 | 0 | 0 | 0 | 0 | 0 | 0 | 0 | 0 | 0 | 0 | 0 | 0 | 0 | 0 | 0 | 0
Lct_BB005 | Number | SEPD | Steady Progression | Fort William | 609.3097 | 633.9924 | 643.5422 | 656.3413 | 677.5297 | 699.1333 | 720.988 | 748.1162 | 754.5369 | 763.4599 | 780.9398 | 791.5919 | 900.0381 | 1008.5253 | 1117.3162 | 1225.7956 | 1334.4454 | 1488.8002 | 1642.7157 | 1796.0553 | 1948.7992 | 2101.1534 | 2417.6535 | 2734.3511 | 3051.5313 | 3369.0618 | 3687.7846 | 3951.8027 | 4216.9532 | 4481.1259 | 4746.9247 | 5015.0267
Lct_BB006 | Number | SEPD | Steady Progression | Fort William | 0 | 0 | 0 | 0 | 0 | 0 | 0 | 0 | 0 | 0 | 0 | 0 | 0 | 0 | 0 | 0 | 0 | 0 | 0 | 0 | 0 | 0 | 0 | 0 | 0 | 0 | 0 | 0 | 0 | 0 | 0 | 0
Lct_BB007 | Number | SEPD | Steady Progression | Fort William | 0 | 0 | 0 | 0 | 0 | 0 | 0 | 0 | 0 | 0 | 0 | 0 | 0 | 0 | 0 | 0 | 0 | 0 | 0 | 0 | 0 | 0 | 0 | 0 | 0 | 0 | 0 | 0 | 0 | 0 | 0 | 0
Lct_BB008 | Number | SEPD | Steady Progression | Fort William | 0 | 0 | 0 | 0 | 0 | 0 | 0 | 0 | 0 | 0 | 0 | 0 | 0 | 0 | 0 | 0 | 0 | 0 | 0 | 0 | 0 | 0 | 0 | 0 | 0 | 0 | 0 | 0 | 0 | 0 | 0 | 0
Lct_BB010b | MW | SEPD | Steady Progression | Fort William | 0.133 | 0.16778 | 0.20663 | 0.37164 | 0.55015 | 0.81529 | 1.1884 | 1.5072 | 1.9639 | 2.4987 | 3.1352 | 4.6362 | 6.1905 | 7.6926 | 9.1217 | 10.5042 | 11.9702 | 14.1718 | 16.7651 | 19.7387 | 24.6058 | 29.7963 | 34.0414 | 37.0639 | 39.6028 | 41.1902 | 41.6069 | 41.9933 | 42.5785 | 43.2015 | 43.6467 | 43.9785
Lct_BB011b | MW | SEPD | Steady Progression | Fort William | 0.07 | 0.0755 | 0.09115 | 0.11439 | 0.13779 | 0.1657 | 0.19881 | 0.23232 | 0.27037 | 0.31377 | 0.36413 | 0.42068 | 0.50248 | 0.59695 | 0.70507 | 0.82825 | 0.96574 | 1.1232 | 1.2932 | 1.472 | 1.6562 | 1.8321 | 2.0005 | 2.157 | 2.2956 | 2.4146 | 2.515 | 2.5474 | 2.5788 | 2.6102 | 2.6421 | 2.6728
Lct_BB012b | MW | SEPD | Steady Progression | Fort William | 0.784 | 0.7858 | 0.78768 | 0.79583 | 0.80441 | 0.81581 | 0.82919 | 0.84524 | 0.86431 | 0.88673 | 0.91292 | 0.94383 | 0.99294 | 1.0502 | 1.1159 | 1.1904 | 1.2738 | 1.3699 | 1.4738 | 1.5836 | 1.6971 | 1.8024 | 1.9026 | 1.9958 | 2.0786 | 2.1499 | 2.2187 | 2.2362 | 2.2505 | 2.2614 | 2.2695 | 2.2695
Lct_BB013b | MW | SEPD | Steady Progression | Fort William | 0 | 0.0021 | 0.00401 | 0.00729 | 0.00854 | 0.01017 | 0.01105 | 0.02004 | 0.0305 | 0.04263 | 0.05665 | 0.07278 | 0.10317 | 0.13862 | 0.1796 | 0.22625 | 0.27893 | 0.33958 | 0.40575 | 0.47612 | 0.54942 | 0.61982 | 0.68806 | 0.75236 | 0.81077 | 0.86236 | 0.90229 | 0.9201 | 0.93563 | 0.94906 | 0.96084 | 0.96152
Lct_BB014 | Number | SEPD | Steady Progression | Fort William | 9.0714 | 9.141 | 10.5469 | 12.1284 | 14.0262 | 16.1914 | 18.6747 | 22.745 | 25.9177 | 29.6259 | 33.8028 | 38.561 | 67.0818 | 77.1293 | 88.8627 | 102.2744 | 117.7551 | 129.1227 | 141.8851 | 156.1823 | 172.1715 | 190.2122 | 261.2583 | 289.5003 | 320.8629 | 356.3549 | 396.2365 | 455.7283 | 524.1719 | 602.7873 | 693.1197 | 796.9576
Other generation | MW | SEPD | Steady Progression | Fort William | 0 | 0 | 0 | 0 | 0 | 0 | 0 | 0 | 0 | 0 | 0 | 0 | 0 | 0 | 0 | 0 | 0 | 0 | 0 | 0 | 0 | 0 | 0 | 0 | 0 | 0 | 0 | 0 | 0 | 0 | 0 | 0
Srg_BB001 | MW | SEPD | Steady Progression | Fort William | 0 | 0.11328 | 0.1282 | 0.14324 | 0.15833 | 0.17331 | 0.19043 | 0.3995 | 0.41969 | 0.44042 | 0.46255 | 0.49069 | 0.5658 | 0.64344 | 0.72371 | 0.80794 | 0.90443 | 0.93236 | 0.96294 | 0.99371 | 1.0241 | 1.056 | 1.1668 | 1.2787 | 1.3911 | 1.5048 | 1.6156 | 1.618 | 1.6203 | 1.6222 | 1.6238 | 1.6256
Srg_BB002 | MW | SEPD | Steady Progression | Fort William | 0 | 0 | 0.00092498 | 0.0018756 | 0.0028451 | 0.003833 | 0.0048368 | 0.014488 | 0.019525 | 0.024816 | 0.030445 | 0.036491 | 0.037609 | 0.038694 | 0.039754 | 0.040794 | 0.04182 | 0.042829 | 0.043814 | 0.044796 | 0.045761 | 0.046721 | 0.067367 | 0.088587 | 0.1105 | 0.1331 | 0.15636 | 0.15885 | 0.16077 | 0.16265 | 0.1645 | 0.16631
Data centres (MW) | MW | SEPD | Steady Progression | Fraserburgh | 0 | 0 | 0 | 0 | 0 | 0 | 0 | 0 | 0 | 0 | 0 | 0 | 0 | 0 | 0 | 0 | 0 | 0 | 0 | 0 | 0 | 0 | 0 | 0 | 0 | 0 | 0 | 0 | 0 | 0 | 0 | 0
Dem_BB001a | Number of homes (cumulative) | SEPD | Steady Progression | Fraserburgh | 0 | 67.7261 | 135.5764 | 180.2341 | 217.9055 | 257.5546 | 297.2482 | 335.8901 | 374.4582 | 415.147 | 457.6895 | 503.5514 | 541.3848 | 579.3301 | 619.3466 | 652.3466 | 669.3466 | 700.2205 | 733.1754 | 765.0167 | 789.7793 | 804.4241 | 815.7818 | 826.0756 | 834.3122 | 841.5001 | 846.6541 | 851.7798 | 855.8816 | 857.9556 | 859.0047 | 859.028
Dem_BB002b | Floorspace (m2) (cumulative) | SEPD | Steady Progression | Fraserburgh | 0 | 5550.243 | 9991.0744 | 10299.4485 | 10607.8227 | 10916.1968 | 11224.5709 | 11413.5219 | 11602.7992 | 11792.4028 | 11982.3327 | 12172.5889 | 12359.2558 | 12360.8873 | 12362.5188 | 12364.1503 | 12365.4555 | 12366.4344 | 12367.087 | 12367.4133 | 12367.4133 | 12367.4133 | 12367.4133 | 12367.4133 | 12367.4133 | 12367.4133 | 12367.4133 | 12367.4133 | 12367.4133 | 12367.4133 | 12367.4133 | 12367.4133
Domestic direct electric heating | Number | SEPD | Steady Progression | Fraserburgh | 1365.9014 | 1373.2462 | 1380.5897 | 1385.4495 | 1389.5533 | 1393.8732 | 1398.1932 | 1402.4052 | 1406.6172 | 1411.0452 | 1415.6893 | 1413.0593 | 1410.2023 | 1407.8567 | 1405.8955 | 1404.431 | 1401.7866 | 1402.5226 | 1402.311 | 1402.3531 | 1401.7195 | 1399.9535 | 1398.688 | 1397.5681 | 1396.247 | 1394.9545 | 1393.4624 | 1392.0001 | 1390.4534 | 1388.709 | 1386.8813 | 1384.9705
Gas: Hydrogen peaking | MW | SEPD | Steady Progression | Fraserburgh | 0 | 0 | 0 | 0 | 0 | 0 | 0 | 0 | 0 | 0 | 0 | 0 | 0 | 0 | 0 | 0 | 0 | 0 | 0 | 0 | 0 | 0 | 0 | 0 | 0 | 0 | 0 | 0 | 0 | 0 | 0 | 0
Gen_BB001 | MW | SEPD | Steady Progression | Fraserburgh | 0 | 0 | 0 | 0 | 0 | 0 | 0 | 0 | 0 | 0 | 0 | 0 | 0 | 0 | 0 | 0 | 0 | 0 | 0 | 0 | 0 | 0 | 0 | 0 | 0 | 0 | 0 | 0 | 0 | 0 | 0 | 0
Gen_BB004 | MW | SEPD | Steady Progression | Fraserburgh | 0 | 0 | 0 | 0 | 0 | 0 | 0 | 0 | 0 | 0 | 0 | 0 | 0 | 0 | 0 | 0 | 0 | 0 | 0 | 0 | 0 | 0 | 0 | 0 | 0 | 0 | 0 | 0 | 0 | 0 | 0 | 0
Gen_BB005 | MW | SEPD | Steady Progression | Fraserburgh | 0 | 0 | 0 | 0 | 0 | 0 | 0 | 0 | 0 | 0 | 0 | 0 | 0 | 0 | 0 | 0 | 0 | 0 | 0 | 0 | 0 | 0 | 0 | 0 | 0 | 0 | 0 | 0 | 0 | 0 | 0 | 0
Gen_BB006 | MW | SEPD | Steady Progression | Fraserburgh | 0 | 0 | 0 | 0 | 0 | 0 | 0 | 0 | 0 | 0 | 0 | 0 | 0 | 0 | 0 | 0 | 0 | 0 | 0 | 0 | 0 | 0 | 0 | 0 | 0 | 0 | 0 | 0 | 0 | 0 | 0 | 0
Gen_BB008 | MW | SEPD | Steady Progression | Fraserburgh | 0 | 0 | 0 | 0 | 0 | 0 | 0 | 0 | 0 | 0 | 0 | 0 | 0 | 0 | 0 | 0 | 0 | 0 | 0 | 0 | 0 | 0 | 0 | 0 | 0 | 0 | 0 | 0 | 0 | 0 | 0 | 0
Gen_BB010 | MW | SEPD | Steady Progression | Fraserburgh | 0 | 0 | 0 | 0 | 0 | 0 | 0 | 0 | 0 | 0 | 0 | 0 | 0 | 0 | 0 | 0 | 0 | 0 | 0 | 0 | 0 | 0 | 0 | 0 | 0 | 0 | 0 | 0 | 0 | 0 | 0 | 0
Gen_BB011 | MW | SEPD | Steady Progression | Fraserburgh | 0 | 0 | 0 | 0 | 0 | 0 | 0 | 0 | 0 | 0 | 0 | 0 | 0 | 0 | 0 | 0 | 0 | 0 | 0 | 0 | 0 | 0 | 0 | 0 | 0 | 0 | 0 | 0 | 0 | 0 | 0 | 0
Gen_BB012 | MW | SEPD | Steady Progression | Fraserburgh | 0.24201 | 0.24421 | 1.0978 | 1.1007 | 1.1035 | 1.1057 | 1.1077 | 1.1751 | 1.2653 | 1.4 | 1.5795 | 1.8251 | 2.1346 | 2.5068 | 2.8685 | 3.349 | 3.6256 | 3.7193 | 3.8805 | 3.9739 | 4.1731 | 4.3722 | 4.5505 | 4.7098 | 4.8499 | 4.9331 | 5.0024 | 5.0696 | 5.1372 | 5.2055 | 5.3054 | 5.3737
Gen_BB013 | MW | SEPD | Steady Progression | Fraserburgh | 1.4371 | 1.4507 | 1.4692 | 1.4844 | 1.4988 | 1.5131 | 1.5277 | 1.5453 | 1.566 | 1.5978 | 1.6353 | 1.6785 | 1.72 | 1.7634 | 1.8085 | 1.8561 | 1.8987 | 1.9484 | 1.9986 | 2.0502 | 2.0998 | 2.1449 | 2.1886 | 2.2333 | 2.2772 | 2.3215 | 2.3651 | 2.4046 | 2.4439 | 2.4822 | 2.5204 | 2.5582
Gen_BB014 | MW | SEPD | Steady Progression | Fraserburgh | 0 | 0 | 0 | 0 | 0 | 0 | 0 | 0 | 0 | 0 | 0 | 0 | 0 | 0 | 0 | 0 | 0 | 0 | 0 | 0 | 0 | 0 | 0 | 0 | 0 | 0 | 0 | 0 | 0 | 0 | 0 | 0
Gen_BB015 | MW | SEPD | Steady Progression | Fraserburgh | 1.6 | 1.6 | 1.6 | 1.6 | 1.6 | 1.6 | 1.6 | 1.6 | 1.6 | 1.6 | 1.6 | 1.6 | 1.6 | 1.6 | 1.6 | 1.6 | 1.6 | 1.6 | 1.6 | 1.6 | 1.6 | 1.6 | 1.6 | 1.6 | 1.6 | 1.6 | 1.6 | 1.6 | 1.6 | 1.6 | 1.6 | 1.6
Gen_BB016 | MW | SEPD | Steady Progression | Fraserburgh | 2 | 2 | 2 | 2 | 2 | 2 | 2 | 2 | 2 | 2 | 2 | 2 | 2 | 2 | 2 | 2 | 2 | 2 | 2 | 2 | 2 | 2 | 2 | 2 | 2 | 2 | 2 | 2 | 2 | 2 | 2 | 2
Gen_BB017 | MW | SEPD | Steady Progression | Fraserburgh | 0 | 0 | 0 | 0 | 0 | 0 | 0 | 0 | 0 | 0 | 0 | 0 | 0 | 0 | 0 | 0 | 0 | 0 | 0 | 0 | 0 | 0 | 0 | 0 | 0 | 0 | 0 | 0 | 0 | 0 | 0 | 0
Gen_BB018 | MW | SEPD | Steady Progression | Fraserburgh | 0 | 0 | 0 | 0 | 0 | 0 | 0 | 0 | 0 | 0 | 0 | 0 | 0 | 0 | 0 | 0 | 0 | 0 | 0 | 0 | 0 | 0 | 0 | 0 | 0 | 0 | 0 | 0 | 0 | 0 | 0 | 0
Hydrogen electrolysis | MW | SEPD | Steady Progression | Fraserburgh | 0 | 0 | 0 | 0 | 0 | 0 | 0 | 0 | 0 | 0 | 0 | 0 | 0 | 0 | 0 | 0 | 0 | 0 | 0 | 0 | 0 | 0 | 0 | 0 | 0 | 0 | 0 | 0 | 0 | 0 | 0 | 0
Lct_BB001 | Number | SEPD | Steady Progression | Fraserburgh | 30.8674 | 39.1316 | 56.3249 | 93.2627 | 136.5117 | 194.702 | 270.5556 | 355.7286 | 460.5858 | 589.0941 | 746.0308 | 1087.6661 | 1556.7791 | 2026.2868 | 2496.3291 | 2966.7573 | 3437.8887 | 4030.2285 | 4745.5646 | 5506.5094 | 6294.1414 | 7166.745 | 8024.3978 | 8836.5518 | 9584.0894 | 10265.5826 | 10812.1565 | 11038.1944 | 11264.8036 | 11483.3071 | 11706.4577 | 11916.9815
Lct_BB003 | Number | SEPD | Steady Progression | Fraserburgh | 0 | 0 | 0.29713 | 0.74497 | 1.2664 | 1.8859 | 2.6315 | 3.4881 | 4.3601 | 5.4753 | 6.7278 | 8.5931 | 10.8155 | 13.9509 | 17.8751 | 22.7202 | 28.731 | 35.9846 | 44.6289 | 54.5926 | 65.6814 | 78.4354 | 91.9978 | 105.9219 | 119.497 | 132.429 | 144.0966 | 154.3846 | 163.5164 | 171.3819 | 178.2462 | 184.4082
Lct_BB005 | Number | SEPD | Steady Progression | Fraserburgh | 62.1081 | 69.9604 | 73.8863 | 78.4341 | 85.0322 | 91.5165 | 98.3591 | 106.346 | 109.532 | 113.7318 | 120.4573 | 125.5369 | 159.6949 | 194.1657 | 228.9093 | 264.1869 | 298.5747 | 347.6401 | 396.6606 | 445.8413 | 494.5047 | 542.2462 | 638.8943 | 735.857 | 832.8781 | 930.2239 | 1027.7717 | 1109.3185 | 1191.2436 | 1273.4003 | 1356.0501 | 1439.274
Lct_BB006 | Number | SEPD | Steady Progression | Fraserburgh | 0 | 0 | 0.4232 | 0.8424 | 1.2572 | 1.6677 | 2.0735 | 5.0399 | 7.9649 | 14.197 | 20.3365 | 26.3855 | 42.7506 | 58.9798 | 75.0744 | 91.0349 | 106.8599 | 114.579 | 122.1977 | 129.7178 | 137.1372 | 144.4575 | 163.1243 | 181.4777 | 199.5184 | 217.246 | 234.6618 | 268.5616 | 302.4614 | 336.3612 | 370.261 | 404.1608
Lct_BB007 | Number | SEPD | Steady Progression | Fraserburgh | 32.8913 | 35.2261 | 34.6197 | 36.9426 | 39.0691 | 41.0836 | 43.1939 | 45.8457 | 46.3977 | 47.0596 | 48.4491 | 49.2246 | 58.7611 | 68.2975 | 77.834 | 87.3704 | 96.9069 | 110.4942 | 124.0147 | 137.4684 | 150.8552 | 164.1752 | 192.0367 | 219.8982 | 247.7597 | 275.6212 | 303.4827 | 326.4132 | 349.3437 | 372.2742 | 395.2047 | 418.1353
Lct_BB008 | Number | SEPD | Steady Progression | Fraserburgh | 0 | 0 | 0.06805 | 0.13543 | 0.20211 | 0.26809 | 0.33338 | 0.80847 | 1.2767 | 1.7382 | 2.1929 | 2.6407 | 3.8522 | 5.0537 | 6.2453 | 7.4269 | 8.5985 | 9.17 | 9.7341 | 10.2908 | 10.8401 | 11.382 | 12.7639 | 14.1227 | 15.4583 | 16.7707 | 18.0601 | 20.5699 | 23.0797 | 25.5896 | 28.0994 | 30.6093
Lct_BB010b | MW | SEPD | Steady Progression | Fraserburgh | 0.133 | 0.17615 | 0.23172 | 0.36588 | 0.51771 | 0.73374 | 1.0101 | 1.3064 | 1.6258 | 2.0905 | 2.6547 | 4.0061 | 5.3577 | 6.6475 | 7.9445 | 9.2749 | 10.7731 | 12.7658 | 15.0772 | 18.6138 | 22.0996 | 25.8002 | 28.7764 | 31.7125 | 33.9063 | 35.6894 | 36.088 | 36.6228 | 36.9602 | 37.4726 | 38.0158 | 38.3322
Lct_BB011b | MW | SEPD | Steady Progression | Fraserburgh | 0.028 | 0.0361 | 0.04773 | 0.07046 | 0.09327 | 0.12057 | 0.15273 | 0.18548 | 0.22261 | 0.2654 | 0.31439 | 0.37093 | 0.44935 | 0.54053 | 0.64566 | 0.76494 | 0.89989 | 1.0548 | 1.2243 | 1.4043 | 1.592 | 1.7773 | 1.9591 | 2.1322 | 2.2912 | 2.433 | 2.5576 | 2.626 | 2.6929 | 2.7597 | 2.8275 | 2.8927
Lct_BB012b | MW | SEPD | Steady Progression | Fraserburgh | 0.2 | 0.2083 | 0.2169 | 0.24044 | 0.26439 | 0.29527 | 0.33172 | 0.37149 | 0.41785 | 0.47218 | 0.53537 | 0.60877 | 0.7204 | 0.84982 | 0.99855 | 1.1664 | 1.354 | 1.57 | 1.8031 | 2.0485 | 2.3019 | 2.5375 | 2.7621 | 2.9699 | 3.1543 | 3.3123 | 3.4692 | 3.4973 | 3.5177 | 3.5319 | 3.5423 | 3.5423
Lct_BB013b | MW | SEPD | Steady Progression | Fraserburgh | 0 | 0 | 0 | 0 | 0 | 0 | 0 | 0 | 0 | 0 | 0 | 0 | 0 | 0 | 0 | 0 | 0 | 0 | 0 | 0 | 0 | 0 | 0 | 0 | 0 | 0 | 0 | 0 | 0 | 0 | 0 | 0
Lct_BB014 | Number | SEPD | Steady Progression | Fraserburgh | 7.7382 | 7.7976 | 8.9969 | 10.346 | 11.9649 | 13.8119 | 15.9302 | 28.1857 | 32.1174 | 36.7126 | 41.8886 | 47.7851 | 100.8135 | 115.9132 | 133.5467 | 153.7024 | 176.9675 | 194.0512 | 213.2311 | 234.7175 | 258.7468 | 285.8591 | 400.3233 | 443.5982 | 491.6547 | 546.0388 | 607.149 | 698.3076 | 803.1829 | 923.6445 | 1062.0599 | 1221.1696
Other generation | MW | SEPD | Steady Progression | Fraserburgh | 0 | 0 | 0 | 0 | 0 | 0 | 0 | 0 | 0 | 0 | 0 | 0 | 0 | 0 | 0 | 0 | 0 | 0 | 0 | 0 | 0 | 0 | 0 | 0 | 0 | 0 | 0 | 0 | 0 | 0 | 0 | 0
Srg_BB001 | MW | SEPD | Steady Progression | Fraserburgh | 0 | 0.085694 | 0.10021 | 0.11494 | 0.12975 | 0.14436 | 0.16252 | 0.34575 | 0.36902 | 0.39193 | 0.41682 | 0.45006 | 0.50775 | 0.56721 | 0.62854 | 0.69348 | 0.77291 | 0.79995 | 0.82799 | 0.85617 | 0.88397 | 0.91333 | 0.99879 | 1.0855 | 1.1726 | 1.2613 | 1.3467 | 1.3495 | 1.3525 | 1.3549 | 1.3569 | 1.3592
Srg_BB002 | MW | SEPD | Steady Progression | Fraserburgh | 0 | 0 | 0.0014294 | 0.002895 | 0.0043866 | 0.0059037 | 0.0074428 | 0.022207 | 0.02989 | 0.037916 | 0.046396 | 0.055439 | 0.057101 | 0.058703 | 0.060258 | 0.061775 | 0.063263 | 0.064721 | 0.066135 | 0.06754 | 0.068912 | 0.070273 | 0.099431 | 0.1293 | 0.16005 | 0.19165 | 0.22408 | 0.22755 | 0.23022 | 0.23282 | 0.23538 | 0.23788
Data centres (MW) | MW | SEPD | Steady Progression | GRIFFIN WINDFARM GSP | 0 | 0 | 0 | 0 | 0 | 0 | 0 | 0 | 0 | 0 | 0 | 0 | 0 | 0 | 0 | 0 | 0 | 0 | 0 | 0 | 0 | 0 | 0 | 0 | 0 | 0 | 0 | 0 | 0 | 0 | 0 | 0
Dem_BB001a | Number of homes (cumulative) | SEPD | Steady Progression | GRIFFIN WINDFARM GSP | 0 | 0 | 0 | 0 | 0 | 0 | 0 | 0 | 0 | 0 | 0 | 0 | 0 | 0 | 0 | 0 | 0 | 0.0092426 | 0.019342 | 0.028241 | 0.036305 | 0.050446 | 0.058288 | 0.064731 | 0.069919 | 0.07404 | 0.077417 | 0.080171 | 0.082404 | 0.084026 | 0.085103 | 0.085614
Dem_BB002b | Floorspace (m2) (cumulative) | SEPD | Steady Progression | GRIFFIN WINDFARM GSP | 0 | 0 | 0 | 0 | 0 | 0 | 0 | 0 | 0 | 0 | 0 | 0 | 0 | 0 | 0 | 0 | 0 | 0 | 0 | 0 | 0 | 0 | 0 | 0 | 0 | 0 | 0 | 0 | 0 | 0 | 0 | 0
Domestic direct electric heating | Number | SEPD | Steady Progression | GRIFFIN WINDFARM GSP | 0 | 0 | 0 | 0 | 0 | 0 | 0 | 0 | 0 | 0 | 0 | 0 | 0 | 0 | 0 | 0 | 0 | 0 | 0 | 0 | 0 | 0 | 0 | 0 | 0 | 0 | 0 | 0 | 0 | 0 | 0 | 0
Gas: Hydrogen peaking | MW | SEPD | Steady Progression | GRIFFIN WINDFARM GSP | 0 | 0 | 0 | 0 | 0 | 0 | 0 | 0 | 0 | 0 | 0 | 0 | 0 | 0 | 0 | 0 | 0 | 0 | 0 | 0 | 0 | 0 | 0 | 0 | 0 | 0 | 0 | 0 | 0 | 0 | 0 | 0
Gen_BB001 | MW | SEPD | Steady Progression | GRIFFIN WINDFARM GSP | 0 | 0 | 0 | 0 | 0 | 0 | 0 | 0 | 0 | 0 | 0 | 0 | 0 | 0 | 0 | 0 | 0 | 0 | 0 | 0 | 0 | 0 | 0 | 0 | 0 | 0 | 0 | 0 | 0 | 0 | 0 | 0
Gen_BB004 | MW | SEPD | Steady Progression | GRIFFIN WINDFARM GSP | 0 | 0 | 0 | 0 | 0 | 0 | 0 | 0 | 0 | 0 | 0 | 0 | 0 | 0 | 0 | 0 | 0 | 0 | 0 | 0 | 0 | 0 | 0 | 0 | 0 | 0 | 0 | 0 | 0 | 0 | 0 | 0
Gen_BB005 | MW | SEPD | Steady Progression | GRIFFIN WINDFARM GSP | 0 | 0 | 0 | 0 | 0 | 0 | 0 | 0 | 0 | 0 | 0 | 0 | 0 | 0 | 0 | 0 | 0 | 0 | 0 | 0 | 0 | 0 | 0 | 0 | 0 | 0 | 0 | 0 | 0 | 0 | 0 | 0
Gen_BB006 | MW | SEPD | Steady Progression | GRIFFIN WINDFARM GSP | 0 | 0 | 0 | 0 | 0 | 0 | 0 | 0 | 0 | 0 | 0 | 0 | 0 | 0 | 0 | 0 | 0 | 0 | 0 | 0 | 0 | 0 | 0 | 0 | 0 | 0 | 0 | 0 | 0 | 0 | 0 | 0
Gen_BB008 | MW | SEPD | Steady Progression | GRIFFIN WINDFARM GSP | 0 | 0 | 0 | 0 | 0 | 0 | 0 | 0 | 0 | 0 | 0 | 0 | 0 | 0 | 0 | 0 | 0 | 0 | 0 | 0 | 0 | 0 | 0 | 0 | 0 | 0 | 0 | 0 | 0 | 0 | 0 | 0
Gen_BB010 | MW | SEPD | Steady Progression | GRIFFIN WINDFARM GSP | 0 | 0 | 0 | 0 | 0 | 0 | 0 | 0 | 0 | 0 | 0 | 0 | 0 | 0 | 0 | 0 | 0 | 0 | 0 | 0 | 0 | 0 | 0 | 0 | 0 | 0 | 0 | 0 | 0 | 0 | 0 | 0
Gen_BB011 | MW | SEPD | Steady Progression | GRIFFIN WINDFARM GSP | 0 | 0 | 0 | 0 | 0 | 0 | 0 | 0 | 0 | 0 | 0 | 0 | 0 | 0 | 0 | 0 | 0 | 0 | 0 | 0 | 0 | 0 | 0 | 0 | 0 | 0 | 0 | 0 | 0 | 0 | 0 | 0
Gen_BB012 | MW | SEPD | Steady Progression | GRIFFIN WINDFARM GSP | 0 | 0 | 0 | 0 | 0 | 0 | 0 | 0 | 0 | 0 | 0 | 0 | 0 | 0 | 0 | 0 | 0 | 0 | 0 | 0 | 0 | 0 | 0 | 0 | 0 | 0 | 0 | 0 | 0 | 0 | 0 | 0
Gen_BB013 | MW | SEPD | Steady Progression | GRIFFIN WINDFARM GSP | 0 | 0 | 0 | 0 | 0 | 0 | 0 | 0 | 0 | 0 | 0 | 0 | 0 | 0 | 0 | 0 | 0 | 0 | 0 | 0 | 0 | 0 | 0 | 0 | 0 | 0 | 0 | 0 | 0 | 0 | 0 | 0
Gen_BB014 | MW | SEPD | Steady Progression | GRIFFIN WINDFARM GSP | 0 | 0 | 0 | 0 | 0 | 0 | 0 | 0 | 0 | 0 | 0 | 0 | 0 | 0 | 0 | 0 | 0 | 0 | 0 | 0 | 0 | 0 | 0 | 0 | 0 | 0 | 0 | 0 | 0 | 0 | 0 | 0
Gen_BB015 | MW | SEPD | Steady Progression | GRIFFIN WINDFARM GSP | 0 | 0 | 0 | 0 | 0 | 0 | 0 | 0 | 0 | 0 | 0 | 0 | 0 | 0 | 0 | 0 | 0 | 0 | 0 | 0 | 0 | 0 | 0 | 0 | 0 | 0 | 0 | 0 | 0 | 0 | 0 | 0
Gen_BB016 | MW | SEPD | Steady Progression | GRIFFIN WINDFARM GSP | 0 | 0 | 0 | 0 | 0 | 0 | 0 | 0 | 0 | 0 | 0 | 0 | 0 | 0 | 0 | 0 | 0 | 0 | 0 | 0 | 0 | 0 | 0 | 0 | 0 | 0 | 0 | 0 | 0 | 0 | 0 | 0
Gen_BB017 | MW | SEPD | Steady Progression | GRIFFIN WINDFARM GSP | 0 | 0 | 0 | 0 | 0 | 0 | 0 | 0 | 0 | 0 | 0 | 0 | 0 | 0 | 0 | 0 | 0 | 0 | 0 | 0 | 0 | 0 | 0 | 0 | 0 | 0 | 0 | 0 | 0 | 0 | 0 | 0
Gen_BB018 | MW | SEPD | Steady Progression | GRIFFIN WINDFARM GSP | 0 | 0 | 0 | 0 | 0 | 0 | 0 | 0 | 0 | 0 | 0 | 0 | 0 | 0 | 0 | 0 | 0 | 0 | 0 | 0 | 0 | 0 | 0 | 0 | 0 | 0 | 0 | 0 | 0 | 0 | 0 | 0
Hydrogen electrolysis | MW | SEPD | Steady Progression | GRIFFIN WINDFARM GSP | 0 | 0 | 0 | 0 | 0 | 0 | 0 | 0 | 0 | 0 | 0 | 0 | 0 | 0 | 0 | 0 | 0 | 0 | 0 | 0 | 0 | 0 | 0 | 0 | 0 | 0 | 0 | 0 | 0 | 0 | 0 | 0
Lct_BB001 | Number | SEPD | Steady Progression | GRIFFIN WINDFARM GSP | 0 | 0 | 0 | 0 | 0 | 0 | 0 | 0 | 0 | 0 | 0 | 0 | 0 | 0 | 0 | 0 | 0 | 0 | 0 | 0 | 0 | 0 | 0 | 0 | 0 | 0 | 0 | 0 | 0 | 0 | 0 | 0
Lct_BB003 | Number | SEPD | Steady Progression | GRIFFIN WINDFARM GSP | 0 | 0 | 0 | 0 | 0 | 0 | 0 | 0 | 0 | 0 | 0 | 0 | 0 | 0 | 0 | 0 | 0 | 0 | 0 | 0 | 0 | 0 | 0 | 0 | 0 | 0 | 0 | 0 | 0 | 0 | 0 | 0
Lct_BB005 | Number | SEPD | Steady Progression | GRIFFIN WINDFARM GSP | 0 | 0 | 0 | 0 | 0 | 0 | 0 | 0 | 0 | 0 | 0 | 0 | 0 | 0 | 0 | 0 | 0 | 0 | 0 | 0 | 0 | 0 | 0 | 0 | 0 | 0 | 0 | 0 | 0 | 0 | 0 | 0
Lct_BB006 | Number | SEPD | Steady Progression | GRIFFIN WINDFARM GSP | 0 | 0 | 0 | 0 | 0 | 0 | 0 | 0 | 0 | 0 | 0 | 0 | 0 | 0 | 0 | 0 | 0 | 0 | 0 | 0 | 0 | 0 | 0 | 0 | 0 | 0 | 0 | 0 | 0 | 0 | 0 | 0
Lct_BB007 | Number | SEPD | Steady Progression | GRIFFIN WINDFARM GSP | 0 | 0 | 0 | 0 | 0 | 0 | 0 | 0 | 0 | 0 | 0 | 0 | 0 | 0 | 0 | 0 | 0 | 0 | 0 | 0 | 0 | 0 | 0 | 0 | 0 | 0 | 0 | 0 | 0 | 0 | 0 | 0
Lct_BB008 | Number | SEPD | Steady Progression | GRIFFIN WINDFARM GSP | 0 | 0 | 0 | 0 | 0 | 0 | 0 | 0 | 0 | 0 | 0 | 0 | 0 | 0 | 0 | 0 | 0 | 0 | 0 | 0 | 0 | 0 | 0 | 0 | 0 | 0 | 0 | 0 | 0 | 0 | 0 | 0
Lct_BB010b | MW | SEPD | Steady Progression | GRIFFIN WINDFARM GSP | 0 | 0 | 0 | 0 | 0 | 0 | 0 | 0 | 0 | 0 | 0 | 0 | 0 | 0 | 0 | 0 | 0 | 0 | 0 | 0 | 0 | 0 | 0 | 0 | 0 | 0 | 0 | 0 | 0 | 0 | 0 | 0
Lct_BB011b | MW | SEPD | Steady Progression | GRIFFIN WINDFARM GSP | 0 | 0 | 0 | 0 | 0 | 0 | 0 | 0 | 0 | 0 | 0 | 0 | 0 | 0 | 0 | 0 | 0 | 0 | 0 | 0 | 0 | 0 | 0 | 0 | 0 | 0 | 0 | 0 | 0 | 0 | 0 | 0
Lct_BB012b | MW | SEPD | Steady Progression | GRIFFIN WINDFARM GSP | 0 | 0 | 0 | 0 | 0 | 0 | 0 | 0 | 0 | 0 | 0 | 0 | 0 | 0 | 0 | 0 | 0 | 0 | 0 | 0 | 0 | 0 | 0 | 0 | 0 | 0 | 0 | 0 | 0 | 0 | 0 | 0
Lct_BB013b | MW | SEPD | Steady Progression | GRIFFIN WINDFARM GSP | 0 | 0 | 0 | 0 | 0 | 0 | 0 | 0 | 0 | 0 | 0 | 0 | 0 | 0 | 0 | 0 | 0 | 0 | 0 | 0 | 0 | 0 | 0 | 0 | 0 | 0 | 0 | 0 | 0 | 0 | 0 | 0
Lct_BB014 | Number | SEPD | Steady Progression | GRIFFIN WINDFARM GSP | 0 | 0 | 0 | 0 | 0 | 0 | 0 | 0 | 0 | 0 | 0 | 0 | 0 | 0 | 0 | 0 | 0 | 0 | 0 | 0 | 0 | 0 | 0 | 0 | 0 | 0 | 0 | 0 | 0 | 0 | 0 | 0
Other generation | MW | SEPD | Steady Progression | GRIFFIN WINDFARM GSP | 0 | 0 | 0 | 0 | 0 | 0 | 0 | 0 | 0 | 0 | 0 | 0 | 0 | 0 | 0 | 0 | 0 | 0 | 0 | 0 | 0 | 0 | 0 | 0 | 0 | 0 | 0 | 0 | 0 | 0 | 0 | 0
Srg_BB001 | MW | SEPD | Steady Progression | GRIFFIN WINDFARM GSP | 0 | 0 | 0 | 0 | 0 | 0 | 0 | 0 | 0 | 0 | 0 | 0 | 0 | 0 | 0 | 0 | 0 | 0 | 0 | 0 | 0 | 0 | 0 | 0 | 0 | 0 | 0 | 0 | 0 | 0 | 0 | 0
Srg_BB002 | MW | SEPD | Steady Progression | GRIFFIN WINDFARM GSP | 0 | 0 | 0 | 0 | 0 | 0 | 0 | 0 | 0 | 0 | 0 | 0 | 0 | 0 | 0 | 0 | 0 | 0 | 0 | 0 | 0 | 0 | 0 | 0 | 0 | 0 | 0 | 0 | 0 | 0 | 0 | 0
Data centres (MW) | MW | SEPD | Steady Progression | Glenagnes | 0 | 0 | 0 | 0 | 0 | 0 | 0 | 0 | 0 | 0 | 0 | 0 | 0 | 0 | 0 | 0 | 0 | 0 | 0 | 0 | 0 | 0 | 0 | 0 | 0 | 0 | 0 | 0 | 0 | 0 | 0 | 0
Dem_BB001a | Number of homes (cumulative) | SEPD | Steady Progression | Glenagnes | 0 | 48.3454 | 117.7689 | 139.0712 | 247.3821 | 310.6789 | 380.0039 | 433.2962 | 486.5421 | 533.864 | 562.0938 | 590.5429 | 615.5429 | 632.5429 | 645.5429 | 658.5429 | 666.5429 | 672.1497 | 677.8127 | 680.3969 | 680.9263 | 681.3786 | 681.6295 | 681.8356 | 682.0015 | 682.1334 | 682.2414 | 682.3295 | 682.4009 | 682.4528 | 682.4873 | 682.5036
Dem_BB002b | Floorspace (m2) (cumulative) | SEPD | Steady Progression | Glenagnes | 0 | 0 | 560 | 584 | 2108 | 9277 | 10011 | 18725 | 22254 | 23830.5 | 25407 | 26983.5 | 29220 | 31182.5 | 32690 | 34245 | 34612.5 | 34802.5 | 34992.5 | 35182.5 | 35372.5 | 35507.5 | 35602.5 | 35650 | 35650 | 35650 | 35650 | 35650 | 35650 | 35650 | 35650 | 35650
Domestic direct electric heating | Number | SEPD | Steady Progression | Glenagnes | 742.0167 | 747.2022 | 754.6537 | 756.9213 | 768.5859 | 775.39 | 782.8421 | 788.5661 | 794.2901 | 799.3661 | 802.39 | 806.0279 | 805.4254 | 804.2763 | 802.9356 | 801.9912 | 800.1026 | 799.4473 | 798.0043 | 796.4784 | 794.8671 | 793.2835 | 792.3055 | 791.4699 | 790.7711 | 790.0927 | 789.4343 | 788.7957 | 788.1764 | 787.5759 | 786.994 | 786.4303
Gas: Hydrogen peaking | MW | SEPD | Steady Progression | Glenagnes | 0 | 0 | 0 | 0 | 0 | 0 | 0 | 0 | 0 | 0 | 0 | 0 | 0 | 0 | 0 | 0 | 0 | 0 | 0 | 0 | 0 | 0 | 0 | 0 | 0 | 0 | 0 | 0 | 0 | 0 | 0 | 0
Gen_BB001 | MW | SEPD | Steady Progression | Glenagnes | 3 | 3 | 3 | 3 | 3 | 3 | 3 | 3 | 3 | 3 | 3 | 3 | 3 | 3 | 3 | 3 | 3 | 3 | 3 | 3 | 3 | 3 | 3 | 3 | 3 | 3 | 3 | 0 | 0 | 0 | 0 | 0
Gen_BB004 | MW | SEPD | Steady Progression | Glenagnes | 0 | 0 | 0 | 0 | 0 | 0 | 0 | 0 | 0 | 0 | 0 | 0 | 0 | 0 | 0 | 0 | 0 | 0 | 0 | 0 | 0 | 0 | 0 | 0 | 0 | 0 | 0 | 0 | 0 | 0 | 0 | 0
Gen_BB005 | MW | SEPD | Steady Progression | Glenagnes | 0 | 0 | 0 | 0 | 0 | 0 | 0 | 0 | 0 | 0 | 0 | 0 | 0 | 0 | 0 | 0 | 0 | 0 | 0 | 0 | 0 | 0 | 0 | 0 | 0 | 0 | 0 | 0 | 0 | 0 | 0 | 0
Gen_BB006 | MW | SEPD | Steady Progression | Glenagnes | 0 | 0 | 0 | 0 | 0 | 0 | 0 | 0 | 0 | 0 | 0 | 0 | 0 | 0 | 0 | 0 | 0 | 0 | 0 | 0 | 0 | 0 | 0 | 0 | 0 | 0 | 0 | 0 | 0 | 0 | 0 | 0
Gen_BB008 | MW | SEPD | Steady Progression | Glenagnes | 0 | 0 | 0 | 0 | 0 | 0 | 0 | 0 | 0 | 0 | 0 | 0 | 0 | 0 | 0 | 0 | 0 | 0 | 0 | 0 | 0 | 0 | 0 | 0 | 0 | 0 | 0 | 0 | 0 | 0 | 0 | 0
Gen_BB010 | MW | SEPD | Steady Progression | Glenagnes | 0 | 0 | 0 | 0 | 0 | 0 | 0 | 0 | 0 | 0 | 0 | 0 | 0 | 0 | 0 | 0 | 0 | 0 | 0 | 0 | 0 | 0 | 0 | 0 | 0 | 0 | 0 | 0 | 0 | 0 | 0 | 0
Gen_BB011 | MW | SEPD | Steady Progression | Glenagnes | 0 | 0 | 0 | 0 | 0 | 0 | 0 | 0 | 0 | 0 | 0 | 0 | 0 | 0 | 0 | 0 | 0 | 0 | 0 | 0 | 0 | 0 | 0 | 0 | 0 | 0 | 0 | 0 | 0 | 0 | 0 | 0
Gen_BB012 | MW | SEPD | Steady Progression | Glenagnes | 0.127 | 0.22703 | 0.22708 | 0.22712 | 0.22716 | 0.2272 | 0.22723 | 0.22727 | 0.22733 | 0.22752 | 0.2278 | 0.22818 | 0.22861 | 0.22908 | 0.22958 | 0.23012 | 0.23069 | 0.23128 | 0.2319 | 0.23254 | 0.2332 | 0.23388 | 0.23447 | 0.23506 | 0.23565 | 0.23623 | 0.23682 | 0.23728 | 0.23773 | 0.23818 | 0.23864 | 0.23908
Gen_BB013 | MW | SEPD | Steady Progression | Glenagnes | 0.019357 | 0.024722 | 0.03394 | 0.037456 | 0.056069 | 0.06836 | 0.083218 | 0.095579 | 0.10881 | 0.12773 | 0.14367 | 0.16145 | 0.18004 | 0.19754 | 0.21481 | 0.23377 | 0.25159 | 0.2696 | 0.2866 | 0.30333 | 0.31983 | 0.33663 | 0.35499 | 0.37417 | 0.3942 | 0.41456 | 0.43524 | 0.45481 | 0.47471 | 0.49496 | 0.51555 | 0.5365
Gen_BB014 | MW | SEPD | Steady Progression | Glenagnes | 0 | 0 | 0 | 0 | 0 | 0 | 0 | 0 | 0 | 0 | 0 | 0 | 0 | 0 | 0 | 0 | 0 | 0 | 0 | 0 | 0 | 0 | 0 | 0 | 0 | 0 | 0 | 0 | 0 | 0 | 0 | 0
Gen_BB015 | MW | SEPD | Steady Progression | Glenagnes | 0 | 0 | 0 | 0 | 0 | 0 | 0 | 0 | 0 | 0 | 0 | 0 | 0 | 0 | 0 | 0 | 0 | 0 | 0 | 0 | 0 | 0 | 0 | 0 | 0 | 0 | 0 | 0 | 0 | 0 | 0 | 0
Gen_BB016 | MW | SEPD | Steady Progression | Glenagnes | 0 | 0 | 0 | 0 | 0 | 0 | 0 | 0 | 0 | 0 | 0 | 0 | 0 | 0 | 0 | 0 | 0 | 0 | 0 | 0 | 0 | 0 | 0 | 0 | 0 | 0 | 0 | 0 | 0 | 0 | 0 | 0
Gen_BB017 | MW | SEPD | Steady Progression | Glenagnes | 0 | 0 | 0 | 0 | 0 | 0 | 0 | 0 | 0 | 0 | 0 | 0 | 0 | 0 | 0 | 0 | 0 | 0 | 0 | 0 | 0 | 0 | 0 | 0 | 0 | 0 | 0 | 0 | 0 | 0 | 0 | 0
Gen_BB018 | MW | SEPD | Steady Progression | Glenagnes | 5.2 | 5.2 | 5.2 | 5.2 | 5.2 | 5.2 | 5.2 | 5.2 | 5.2 | 5.2 | 5.2 | 5.2 | 5.2 | 5.2 | 5.2 | 5.2 | 5.2 | 5.2 | 5.2 | 5.2 | 5.2 | 5.2 | 5.2 | 5.2 | 5.2 | 5.2 | 5.2 | 5.2 | 5.2 | 5.2 | 5.2 | 5.2
Hydrogen electrolysis | MW | SEPD | Steady Progression | Glenagnes | 0 | 0 | 0 | 0 | 0 | 0 | 0 | 0 | 0 | 0 | 0 | 0 | 0 | 0 | 0 | 0 | 0 | 0 | 0 | 0 | 0 | 0 | 0 | 0 | 0 | 0 | 0 | 0 | 0 | 0 | 0 | 0
Lct_BB001 | Number | SEPD | Steady Progression | Glenagnes | 5.9197 | 7.7114 | 11.2584 | 19.3769 | 29.4788 | 43.7181 | 63.0963 | 86.0385 | 115.3942 | 152.7969 | 200.1541 | 271.1769 | 375.2281 | 479.2565 | 583.3089 | 687.3433 | 791.3908 | 906.5801 | 1075.8636 | 1258.05 | 1448.9246 | 1662.3302 | 1875.0803 | 2079.7893 | 2271.5821 | 2449.6264 | 2668.0386 | 2725.8789 | 2783.5536 | 2838.7576 | 2894.6395 | 2944.4783
Lct_BB003 | Number | SEPD | Steady Progression | Glenagnes | 0 | 0 | 0 | 0 | 0 | 0 | 0 | 0 | 0 | 0 | 0 | 0 | 0 | 0 | 0 | 0 | 0 | 0 | 0 | 0 | 0 | 0 | 0 | 0 | 0 | 0 | 0 | 0 | 0 | 0 | 0 | 0
Lct_BB005 | Number | SEPD | Steady Progression | Glenagnes | 3.897 | 13.7516 | 18.0868 | 23.497 | 35.9503 | 46.0262 | 56.8297 | 68.6713 | 73.3334 | 76.4337 | 79.4705 | 81.957 | 95.3338 | 108.5074 | 121.6082 | 135.0371 | 148.2593 | 166.3508 | 184.2441 | 202.0409 | 219.7455 | 237.4617 | 273.429 | 309.6076 | 346.0351 | 382.6382 | 419.4684 | 450.4855 | 481.7228 | 513.2398 | 543.7233 | 571.3236
Lct_BB006 | Number | SEPD | Steady Progression | Glenagnes | 0 | 0 | 1.0346 | 2.06 | 3.0736 | 4.0777 | 5.0711 | 12.3059 | 19.437 | 23.1965 | 26.9007 | 30.5493 | 40.4194 | 50.2078 | 59.9148 | 69.5403 | 79.0846 | 83.7403 | 88.3359 | 92.8715 | 97.3454 | 101.76 | 113.018 | 124.0871 | 134.9673 | 145.6599 | 156.1637 | 176.6098 | 197.0559 | 217.502 | 237.9481 | 258.3942
Lct_BB007 | Number | SEPD | Steady Progression | Glenagnes | 46.4278 | 49.7235 | 48.8676 | 52.1466 | 55.1482 | 57.9918 | 60.9705 | 64.7138 | 65.493 | 66.4272 | 68.3885 | 69.4832 | 82.9444 | 96.4056 | 109.8668 | 123.328 | 136.7893 | 155.9686 | 175.0536 | 194.0442 | 212.9404 | 231.7422 | 271.0702 | 310.3982 | 349.7262 | 389.0543 | 428.3823 | 460.7499 | 493.1176 | 525.4852 | 557.8529 | 590.2205
Lct_BB008 | Number | SEPD | Steady Progression | Glenagnes | 0 | 0 | 0.09605 | 0.19115 | 0.28523 | 0.37837 | 0.47051 | 1.1411 | 1.8021 | 2.4535 | 3.0953 | 3.7275 | 5.4376 | 7.1336 | 8.8156 | 10.4835 | 12.1373 | 12.944 | 13.7402 | 14.526 | 15.3014 | 16.0664 | 18.017 | 19.935 | 21.8203 | 23.6729 | 25.4928 | 29.0356 | 32.5784 | 36.1211 | 39.6639 | 43.2066
Lct_BB010b | MW | SEPD | Steady Progression | Glenagnes | 0.046 | 0.04667 | 0.05324 | 0.06631 | 0.07427 | 0.09491 | 0.12982 | 0.16971 | 0.20239 | 0.2421 | 0.32114 | 0.45186 | 0.5946 | 0.7272 | 0.88064 | 1.0114 | 1.1614 | 1.3801 | 1.5962 | 1.8404 | 2.1133 | 2.3782 | 2.6409 | 2.8446 | 3.044 | 3.229 | 3.3029 | 3.4149 | 3.4485 | 3.5031 | 3.5591 | 3.6025
Lct_BB011b | MW | SEPD | Steady Progression | Glenagnes | 0.193 | 0.2051 | 0.21741 | 0.24456 | 0.27196 | 0.30477 | 0.34345 | 0.38257 | 0.42727 | 0.47843 | 0.53723 | 0.60487 | 0.7001 | 0.81063 | 0.93757 | 1.0813 | 1.243 | 1.428 | 1.6291 | 1.8417 | 2.0616 | 2.2748 | 2.481 | 2.6744 | 2.8488 | 3.0012 | 3.1315 | 3.1877 | 3.2419 | 3.296 | 3.351 | 3.4039
Lct_BB012b | MW | SEPD | Steady Progression | Glenagnes | 0.312 | 0.3165 | 0.32126 | 0.33598 | 0.35009 | 0.36838 | 0.38901 | 0.42144 | 0.46015 | 0.5064 | 0.5612 | 0.626 | 0.72656 | 0.84559 | 0.98504 | 1.1456 | 1.3283 | 1.5417 | 1.7766 | 2.0285 | 2.2939 | 2.5472 | 2.7945 | 3.0294 | 3.2444 | 3.4354 | 3.6263 | 3.6838 | 3.7311 | 3.7679 | 3.7948 | 3.7948
Lct_BB013b | MW | SEPD | Steady Progression | Glenagnes | 0 | 0 | 0 | 0 | 0 | 0 | 0 | 0 | 0 | 0 | 0 | 0 | 0 | 0 | 0 | 0 | 0 | 0 | 0 | 0 | 0 | 0 | 0 | 0 | 0 | 0 | 0 | 0 | 0 | 0 | 0 | 0
Lct_BB014 | Number | SEPD | Steady Progression | Glenagnes | 47.4206 | 47.7846 | 55.1341 | 63.4014 | 73.3221 | 84.6407 | 97.6217 | 105.3651 | 120.0627 | 137.2406 | 156.5897 | 178.632 | 245.3335 | 282.0793 | 324.991 | 374.0406 | 430.6571 | 472.231 | 518.906 | 571.194 | 629.6703 | 695.6492 | 838.429 | 929.0631 | 1029.7117 | 1143.6126 | 1271.6005 | 1462.5212 | 1682.17 | 1934.4623 | 2224.3568 | 2557.5927
Other generation | MW | SEPD | Steady Progression | Glenagnes | 0 | 0 | 0 | 0 | 0 | 0 | 0 | 0 | 0 | 0 | 0 | 0 | 0 | 0 | 0 | 0 | 0 | 0 | 0 | 0 | 0 | 0 | 0 | 0 | 0 | 0 | 0 | 0 | 0 | 0 | 0 | 0
Srg_BB001 | MW | SEPD | Steady Progression | Glenagnes | 0 | 0.088042 | 0.096846 | 0.10565 | 0.11445 | 0.12326 | 0.13206 | 0.27293 | 0.28173 | 0.29054 | 0.29934 | 0.30815 | 0.36555 | 0.42506 | 0.48669 | 0.55044 | 0.61629 | 0.6295 | 0.6427 | 0.65591 | 0.66912 | 0.68232 | 0.76486 | 0.8474 | 0.92994 | 1.0125 | 1.095 | 1.095 | 1.095 | 1.095 | 1.095 | 1.095
Srg_BB002 | MW | SEPD | Steady Progression | Glenagnes | 0 | 0 | 1.9811e-05 | 4.0419e-05 | 6.1669e-05 | 8.3513e-05 | 0.00010588 | 0.00032338 | 0.00043852 | 0.00059403 | 0.00080186 | 0.0010759 | 0.0011352 | 0.0012006 | 0.0012716 | 0.0013479 | 0.0014293 | 0.0015151 | 0.001604 | 0.0016978 | 0.0017945 | 0.0018953 | 0.0041418 | 0.0065272 | 0.0090665 | 0.011759 | 0.014604 | 0.014915 | 0.015159 | 0.015402 | 0.015644 | 0.015887
Data centres (MW) | MW | SEPD | Steady Progression | Grudie Bridge | 0 | 0 | 0 | 0 | 0 | 0 | 0 | 0 | 0 | 0 | 0 | 0 | 0 | 0 | 0 | 0 | 0 | 0 | 0 | 0 | 0 | 0 | 0 | 0 | 0 | 0 | 0 | 0 | 0 | 0 | 0 | 0
Dem_BB001a | Number of homes (cumulative) | SEPD | Steady Progression | Grudie Bridge | 0 | 18 | 19 | 20 | 20 | 20 | 20 | 20 | 20 | 20 | 20 | 20 | 20 | 20 | 20 | 20 | 20 | 20.5189 | 21.086 | 21.5856 | 22.0384 | 22.5321 | 22.8059 | 23.0309 | 23.212 | 23.3559 | 23.4738 | 23.57 | 23.648 | 23.7046 | 23.7422 | 23.76
Dem_BB002b | Floorspace (m2) (cumulative) | SEPD | Steady Progression | Grudie Bridge | 0 | 0 | 0 | 5639.4 | 10437.75 | 17263 | 18593.2 | 19923.4 | 21253.6 | 22583.8 | 23914 | 25244.2 | 26104.45 | 26604 | 26604 | 26604 | 26604 | 26604 | 26604 | 26604 | 26604 | 26604 | 26604 | 26604 | 26604 | 26604 | 26604 | 26604 | 26604 | 26604 | 26604 | 26604
Domestic direct electric heating | Number | SEPD | Steady Progression | Grudie Bridge | 1594.7822 | 1596.7243 | 1596.8329 | 1596.9408 | 1596.9408 | 1596.9407 | 1596.9407 | 1596.9407 | 1596.9407 | 1596.9407 | 1596.9407 | 1586.4385 | 1581.1018 | 1575.9039 | 1571.0876 | 1566.5288 | 1561.0696 | 1557.8608 | 1553.8126 | 1549.7836 | 1545.8903 | 1542.3632 | 1539.2151 | 1536.0776 | 1533.0731 | 1530.0871 | 1527.1202 | 1524.1729 | 1521.2458 | 1518.3392 | 1515.4535 | 1512.589
Gas: Hydrogen peaking | MW | SEPD | Steady Progression | Grudie Bridge | 0 | 0 | 0 | 0 | 0 | 0 | 0 | 0 | 0 | 0 | 0 | 0 | 0 | 0 | 0 | 0 | 0 | 0 | 0 | 0 | 0 | 0 | 0 | 0 | 0 | 0 | 0 | 0 | 0 | 0 | 0 | 0
Gen_BB001 | MW | SEPD | Steady Progression | Grudie Bridge | 0 | 0 | 0 | 0 | 0 | 0 | 0 | 0 | 0 | 0 | 0 | 0 | 0 | 0 | 0 | 0 | 0 | 0 | 0 | 0 | 0 | 0 | 0 | 0 | 0 | 0 | 0 | 0 | 0 | 0 | 0 | 0
Gen_BB004 | MW | SEPD | Steady Progression | Grudie Bridge | 0 | 0 | 0 | 0 | 0 | 0 | 0 | 0 | 0 | 0 | 0 | 0 | 0 | 0 | 0 | 0 | 0 | 0 | 0 | 0 | 0 | 0 | 0 | 0 | 0 | 0 | 0 | 0 | 0 | 0 | 0 | 0
Gen_BB005 | MW | SEPD | Steady Progression | Grudie Bridge | 0 | 0 | 0 | 0 | 0 | 0 | 0 | 0 | 0 | 0 | 0 | 0 | 0 | 0 | 0 | 0 | 0 | 0 | 0 | 0 | 0 | 0 | 0 | 0 | 0 | 0 | 0 | 0 | 0 | 0 | 0 | 0
Gen_BB006 | MW | SEPD | Steady Progression | Grudie Bridge | 0 | 0 | 0 | 0 | 0 | 0 | 0 | 0 | 0 | 0 | 0 | 0 | 0 | 0 | 0 | 0 | 0 | 0 | 0 | 0 | 0 | 0 | 0 | 0 | 0 | 0 | 0 | 0 | 0 | 0 | 0 | 0
Gen_BB008 | MW | SEPD | Steady Progression | Grudie Bridge | 0 | 0 | 0 | 0 | 0 | 0 | 0 | 0 | 0 | 0 | 0 | 0 | 0 | 0 | 0 | 0 | 0 | 0 | 0 | 0 | 0 | 0 | 0 | 0 | 0 | 0 | 0 | 0 | 0 | 0 | 0 | 0
Gen_BB010 | MW | SEPD | Steady Progression | Grudie Bridge | 0 | 0 | 0 | 0 | 0 | 0 | 0 | 0 | 0 | 0 | 0 | 0 | 0 | 0 | 0 | 0 | 0 | 0 | 0 | 0 | 0 | 0 | 0 | 0 | 0 | 0 | 0 | 0 | 0 | 0 | 0 | 0
Gen_BB011 | MW | SEPD | Steady Progression | Grudie Bridge | 0 | 0 | 0 | 0 | 0 | 0 | 0 | 0 | 0 | 0 | 0 | 0 | 0 | 0 | 0 | 0 | 0 | 0 | 0 | 0 | 0 | 0 | 0 | 0 | 0 | 0 | 0 | 0 | 0 | 0 | 0 | 0
Gen_BB012 | MW | SEPD | Steady Progression | Grudie Bridge | 0.03816 | 0.039184 | 0.040835 | 0.042209 | 0.043464 | 0.044491 | 0.045395 | 0.046705 | 0.048378 | 0.050575 | 0.053216 | 0.05629 | 0.059259 | 0.062143 | 0.064963 | 0.067733 | 0.070449 | 0.073093 | 0.075728 | 0.078312 | 0.080882 | 0.083449 | 0.085567 | 0.087623 | 0.089622 | 0.091566 | 0.093461 | 0.094914 | 0.096341 | 0.097743 | 0.09912 | 0.10048
Gen_BB013 | MW | SEPD | Steady Progression | Grudie Bridge | 0.66994 | 0.67376 | 0.67681 | 0.67948 | 0.68181 | 0.68384 | 0.68568 | 0.6883 | 0.69165 | 0.70477 | 0.72061 | 0.73908 | 0.75706 | 0.77493 | 0.79365 | 0.81302 | 0.83355 | 0.85431 | 0.87475 | 0.8951 | 0.91607 | 0.9387 | 0.96058 | 0.98252 | 1.0051 | 1.0278 | 1.0506 | 1.0708 | 1.0912 | 1.1118 | 1.1325 | 1.1534
Gen_BB014 | MW | SEPD | Steady Progression | Grudie Bridge | 0 | 0 | 0 | 0 | 0 | 0 | 0 | 0 | 0 | 0 | 0 | 0 | 0 | 0 | 0 | 0 | 0 | 0 | 0 | 0 | 0 | 0 | 0 | 0 | 0 | 0 | 0 | 0 | 0 | 0 | 0 | 0
Gen_BB015 | MW | SEPD | Steady Progression | Grudie Bridge | 39.1 | 39.1 | 39.1 | 39.1 | 39.1 | 39.1 | 39.1 | 39.1 | 39.1 | 39.5963 | 39.6574 | 39.8697 | 39.9853 | 40.0445 | 40.3915 | 40.9068 | 40.9641 | 41.0208 | 41.0769 | 41.1322 | 41.1868 | 41.2408 | 41.294 | 41.3466 | 41.3985 | 41.4497 | 41.5001 | 41.5509 | 41.6018 | 41.6531 | 51.4795 | 51.5313
Gen_BB016 | MW | SEPD | Steady Progression | Grudie Bridge | 0.55269 | 0.55269 | 0.55323 | 0.55383 | 0.55449 | 0.55522 | 0.55619 | 0.55758 | 0.55994 | 0.56387 | 0.5697 | 0.5766 | 0.58406 | 0.59143 | 0.59867 | 0.60579 | 0.61283 | 0.61972 | 0.62618 | 0.63218 | 0.63781 | 0.64305 | 0.64794 | 0.65251 | 0.65677 | 0.66073 | 0.66444 | 0.66796 | 0.67112 | 0.67397 | 0.67653 | 0.67884
Gen_BB017 | MW | SEPD | Steady Progression | Grudie Bridge | 0 | 0 | 0 | 0 | 0 | 0 | 0 | 0 | 0 | 0 | 0 | 0 | 0 | 0 | 0 | 0 | 0 | 0 | 0 | 0 | 0 | 0 | 0 | 0 | 0 | 0 | 0 | 0 | 0 | 0 | 0 | 0
Gen_BB018 | MW | SEPD | Steady Progression | Grudie Bridge | 55.9679 | 58.0179 | 60.5179 | 60.5179 | 60.577 | 60.8185 | 60.8332 | 60.9037 | 60.973 | 60.9849 | 61.0526 | 61.0639 | 61.1298 | 61.1963 | 61.2048 | 61.2707 | 61.2793 | 61.3429 | 61.3509 | 61.4139 | 61.4207 | 61.427 | 61.4901 | 61.4957 | 61.5582 | 61.5634 | 61.5679 | 61.6298 | 61.6338 | 61.6952 | 61.6986 | 61.7031
Hydrogen electrolysis | MW | SEPD | Steady Progression | Grudie Bridge | 0 | 0 | 0 | 0 | 0 | 0 | 0 | 0 | 0 | 0 | 0 | 0 | 0 | 0 | 0 | 0 | 0 | 0 | 0 | 0 | 0 | 0 | 0 | 0 | 0 | 0 | 0 | 0 | 0 | 0 | 0 | 0
Lct_BB001 | Number | SEPD | Steady Progression | Grudie Bridge | 18.3369 | 23.1747 | 32.7585 | 53.7795 | 77.9787 | 110.2006 | 151.849 | 197.8339 | 253.9507 | 322.0847 | 404.598 | 597.7651 | 812.4404 | 1027.0539 | 1241.6792 | 1456.3316 | 1670.9461 | 1963.5083 | 2304.0749 | 2663.8258 | 3033.4014 | 3440.8656 | 3837.4345 | 4208.5605 | 4545.4617 | 4847.7848 | 5009.277 | 5103.4244 | 5197.5524 | 5287.6216 | 5379.8002 | 5468.5868
Lct_BB003 | Number | SEPD | Steady Progression | Grudie Bridge | 0 | 0 | 0 | 0 | 0 | 0 | 0 | 0 | 0 | 0 | 0 | 0 | 0 | 0 | 0 | 0 | 0 | 0 | 0 | 0 | 0 | 0 | 0 | 0 | 0 | 0 | 0 | 0 | 0 | 0 | 0 | 0
Lct_BB005 | Number | SEPD | Steady Progression | Grudie Bridge | 248.0153 | 253.5204 | 255.2261 | 257.4746 | 261.4431 | 265.6392 | 270.0152 | 275.6347 | 276.7564 | 280.0946 | 287.1503 | 291.0305 | 338.5349 | 386.1057 | 433.7755 | 481.695 | 529.8781 | 598.428 | 666.8137 | 734.8844 | 802.7022 | 870.5975 | 1011.5761 | 1152.6426 | 1294.0295 | 1435.6401 | 1577.7132 | 1695.3747 | 1813.6406 | 1932.5027 | 2052.0757 | 2172.6132
Lct_BB006 | Number | SEPD | Steady Progression | Grudie Bridge | 0 | 0 | 0 | 0 | 0 | 0 | 0 | 0 | 0 | 0 | 0 | 0 | 0 | 0 | 0 | 0 | 0 | 0 | 0 | 0 | 0 | 0 | 0 | 0 | 0 | 0 | 0 | 0 | 0 | 0 | 0 | 0
Lct_BB007 | Number | SEPD | Steady Progression | Grudie Bridge | 0 | 0 | 0 | 0 | 0 | 0 | 0 | 0 | 0 | 0 | 0 | 0 | 0 | 0 | 0 | 0 | 0 | 0 | 0 | 0 | 0 | 0 | 0 | 0 | 0 | 0 | 0 | 0 | 0 | 0 | 0 | 0
Lct_BB008 | Number | SEPD | Steady Progression | Grudie Bridge | 0 | 0 | 0 | 0 | 0 | 0 | 0 | 0 | 0 | 0 | 0 | 0 | 0 | 0 | 0 | 0 | 0 | 0 | 0 | 0 | 0 | 0 | 0 | 0 | 0 | 0 | 0 | 0 | 0 | 0 | 0 | 0
Lct_BB010b | MW | SEPD | Steady Progression | Grudie Bridge | 0.077 | 0.0856 | 0.09939 | 0.16807 | 0.2831 | 0.4168 | 0.57764 | 0.77888 | 0.9959 | 1.275 | 1.5813 | 2.4452 | 3.3884 | 4.2034 | 5.0386 | 5.8141 | 6.5734 | 7.7718 | 9.1707 | 10.819 | 13.0891 | 16.5036 | 19.6152 | 21.742 | 23.1665 | 23.9448 | 24.0466 | 24.1642 | 24.272 | 24.5114 | 24.685 | 24.7928
Lct_BB011b | MW | SEPD | Steady Progression | Grudie Bridge | 0.068 | 0.0685 | 0.07521 | 0.08343 | 0.09157 | 0.10086 | 0.11237 | 0.12402 | 0.13694 | 0.15174 | 0.16858 | 0.1878 | 0.21563 | 0.24801 | 0.28531 | 0.32754 | 0.37421 | 0.42736 | 0.48503 | 0.54511 | 0.60656 | 0.664 | 0.71843 | 0.76824 | 0.8115 | 0.84802 | 0.87719 | 0.88184 | 0.8864 | 0.89096 | 0.89559 | 0.90004
Lct_BB012b | MW | SEPD | Steady Progression | Grudie Bridge | 0.396 | 0.3962 | 0.39641 | 0.39897 | 0.4019 | 0.40595 | 0.41068 | 0.41592 | 0.42216 | 0.42943 | 0.43795 | 0.44809 | 0.4648 | 0.48405 | 0.50591 | 0.53051 | 0.55775 | 0.58886 | 0.6221 | 0.65695 | 0.69248 | 0.72464 | 0.75471 | 0.78217 | 0.80594 | 0.82596 | 0.84414 | 0.84883 | 0.85277 | 0.85589 | 0.85817 | 0.85817
Lct_BB013b | MW | SEPD | Steady Progression | Grudie Bridge | 0 | 0.0001 | 0.00048 | 0.00089 | 0.00105 | 0.00126 | 0.00137 | 0.00249 | 0.00378 | 0.00529 | 0.00704 | 0.00905 | 0.01283 | 0.01725 | 0.02237 | 0.02819 | 0.03476 | 0.04233 | 0.0506 | 0.05939 | 0.06855 | 0.07735 | 0.08587 | 0.09391 | 0.10121 | 0.10764 | 0.11263 | 0.11485 | 0.11678 | 0.11844 | 0.11992 | 0.12001
Lct_BB014 | Number | SEPD | Steady Progression | Grudie Bridge | 2.9276 | 2.9501 | 3.4038 | 3.9142 | 4.5267 | 5.2254 | 6.0269 | 4.4096 | 5.0248 | 5.7437 | 6.5534 | 7.4759 | 10.6014 | 12.1893 | 14.0436 | 16.1632 | 18.6097 | 20.4062 | 22.4232 | 24.6827 | 27.2095 | 30.0607 | 41.9924 | 46.5318 | 51.5727 | 57.2774 | 63.6876 | 73.2498 | 84.2508 | 96.8868 | 111.4061 | 128.0961
Other generation | MW | SEPD | Steady Progression | Grudie Bridge | 0 | 0 | 0 | 0 | 0 | 0 | 0 | 0 | 0 | 0 | 0 | 0 | 0 | 0 | 0 | 0 | 0 | 0 | 0 | 0 | 0 | 0 | 0 | 0 | 0 | 0 | 0 | 0 | 0 | 0 | 0 | 0
Srg_BB001 | MW | SEPD | Steady Progression | Grudie Bridge | 0 | 0.015261 | 0.036844 | 0.059109 | 0.081672 | 0.10357 | 0.13743 | 0.31666 | 0.36725 | 0.41684 | 0.47259 | 0.55531 | 0.57113 | 0.58633 | 0.60124 | 0.62124 | 0.67961 | 0.7252 | 0.77352 | 0.82213 | 0.86924 | 0.92063 | 0.95005 | 0.98297 | 1.0172 | 1.0558 | 1.0849 | 1.0925 | 1.0999 | 1.1058 | 1.1119 | 1.1188
Srg_BB002 | MW | SEPD | Steady Progression | Grudie Bridge | 0 | 0 | 0.00066363 | 0.0013426 | 0.0020322 | 0.0027326 | 0.003442 | 0.010233 | 0.013758 | 0.017457 | 0.021387 | 0.025603 | 0.026382 | 0.027137 | 0.027873 | 0.028595 | 0.029307 | 0.030006 | 0.030688 | 0.031367 | 0.032034 | 0.032697 | 0.046952 | 0.061594 | 0.076709 | 0.092284 | 0.10831 | 0.11003 | 0.11135 | 0.11264 | 0.11391 | 0.11516
Data centres (MW) | MW | SEPD | Steady Progression | Inverness | 0 | 0 | 0 | 0 | 0 | 0 | 0 | 0 | 0 | 0 | 0 | 0 | 0 | 0 | 0 | 0 | 0 | 0 | 0 | 0 | 0 | 0 | 0 | 0 | 0 | 0 | 0 | 0 | 0 | 0 | 0 | 0
Dem_BB001a | Number of homes (cumulative) | SEPD | Steady Progression | Inverness | 0 | 396.5722 | 794.0624 | 1132.4036 | 1482.7913 | 1846.1034 | 2170.5659 | 2527.8538 | 2841.8929 | 3161.3391 | 3474.2918 | 3800.9632 | 4134.3189 | 4419.1874 | 4674.9196 | 4837.451 | 4965.451 | 5075.5178 | 5185.8688 | 5276.8215 | 5349.4974 | 5406.7904 | 5447.062 | 5472.1067 | 5483.9479 | 5484.6161 | 5485.1637 | 5485.6104 | 5485.9724 | 5486.2354 | 5486.4101 | 5486.493
Dem_BB002b | Floorspace (m2) (cumulative) | SEPD | Steady Progression | Inverness | 0 | 0 | 19519.08 | 51538.352 | 100956.1857 | 146803.4143 | 184677.863 | 202304.375 | 220336.037 | 233911.049 | 247486.061 | 261061.073 | 272037.5233 | 278345.5467 | 281438.55 | 282248.85 | 282654 | 282654 | 282654 | 282654 | 282654 | 282654 | 282654 | 282654 | 282654 | 282654 | 282654 | 282654 | 282654 | 282654 | 282654 | 282654
Domestic direct electric heating | Number | SEPD | Steady Progression | Inverness | 5736.7859 | 5779.5629 | 5822.3258 | 5858.8294 | 5896.6292 | 5935.8334 | 5970.8255 | 6009.3819 | 6043.2941 | 6077.7463 | 6111.5504 | 6127.797 | 6131.0904 | 6130.4347 | 6128.5042 | 6115.7461 | 6102.2625 | 6096.1492 | 6085.2047 | 6072.9833 | 6059.5942 | 6044.9117 | 6031.1698 | 6016.278 | 6000.4446 | 5983.7801 | 5967.5428 | 5951.6122 | 5935.7545 | 5920.1917 | 5904.8065 | 5889.5956
Gas: Hydrogen peaking | MW | SEPD | Steady Progression | Inverness | 0 | 0 | 0 | 0 | 0 | 0 | 0 | 0 | 0 | 0 | 0 | 0 | 0 | 0 | 0 | 0 | 0 | 0 | 0 | 0 | 0 | 0 | 0 | 0 | 0 | 0 | 0 | 0 | 0 | 0 | 0 | 0
Gen_BB001 | MW | SEPD | Steady Progression | Inverness | 0.35 | 0.35 | 0.35 | 0.35 | 0.35 | 0.35 | 0.35 | 0.35 | 0.35 | 0.35 | 0.35 | 0.35 | 0.35 | 0.35 | 0.35 | 0.35 | 0.35 | 0.35 | 0.35 | 0.35 | 0.35 | 0.35 | 0.35 | 0.35 | 0.35 | 0.35 | 0.35 | 0.35 | 0.35 | 0.35 | 0.35 | 0.35
Gen_BB004 | MW | SEPD | Steady Progression | Inverness | 0.24 | 0.24 | 0.24 | 0.24 | 0.24 | 0.24 | 0.24 | 0.24 | 0.24 | 0.24 | 0.24 | 0.24 | 0.24 | 0.24 | 0.24 | 0.24 | 0.24 | 0.24 | 0.24 | 0.24 | 0.24 | 0.24 | 0.24 | 0.24 | 0.24 | 0.24 | 0.24 | 0.24 | 0.24 | 0.24 | 0.24 | 0.24
Gen_BB005 | MW | SEPD | Steady Progression | Inverness | 0 | 0 | 0 | 0 | 0 | 0 | 0 | 0 | 0 | 0 | 0 | 0 | 0 | 0 | 0 | 0 | 0 | 0 | 0 | 0 | 0 | 0 | 0 | 0 | 0 | 0 | 0 | 0 | 0 | 0 | 0 | 0
Gen_BB006 | MW | SEPD | Steady Progression | Inverness | 0 | 1.2 | 1.2 | 1.2 | 1.2 | 1.2 | 1.2 | 1.2 | 1.2 | 1.2 | 1.2 | 1.2 | 1.2 | 1.2 | 1.2 | 1.2 | 1.2 | 1.2 | 1.2 | 1.2 | 1.2 | 1.2 | 1.2 | 1.2 | 1.2 | 1.2 | 1.2 | 1.2 | 1.2 | 1.2 | 1.2 | 0
Gen_BB008 | MW | SEPD | Steady Progression | Inverness | 0 | 0 | 0 | 0 | 0 | 0 | 0 | 0 | 0 | 0 | 0 | 0 | 0 | 0 | 0 | 0 | 0 | 0 | 0 | 0 | 0 | 0 | 0 | 0 | 0 | 0 | 0 | 0 | 0 | 0 | 0 | 0
Gen_BB010 | MW | SEPD | Steady Progression | Inverness | 0 | 0 | 0 | 0 | 0 | 0 | 0 | 0 | 0 | 0 | 0 | 0 | 0 | 0 | 0 | 0 | 0 | 0 | 0 | 0 | 0 | 0 | 0 | 0 | 0 | 0 | 0 | 0 | 0 | 0 | 0 | 0
Gen_BB011 | MW | SEPD | Steady Progression | Inverness | 0 | 0 | 0 | 0 | 0 | 0 | 0 | 0 | 0 | 0 | 0 | 0 | 0 | 0 | 0 | 0 | 0 | 0 | 0 | 0 | 0 | 0 | 0 | 0 | 0 | 0 | 0 | 0 | 0 | 0 | 0 | 0
Gen_BB012 | MW | SEPD | Steady Progression | Inverness | 0.21833 | 0.22175 | 0.67252 | 0.67754 | 0.68232 | 0.68637 | 0.69003 | 0.69551 | 0.7028 | 0.71198 | 0.72331 | 0.73687 | 0.75032 | 0.76371 | 0.77708 | 0.79048 | 0.80384 | 0.81707 | 0.83043 | 0.84372 | 0.8571 | 0.87062 | 0.8819 | 0.89295 | 0.90379 | 0.91443 | 0.92488 | 0.93295 | 0.94091 | 0.94875 | 0.9565 | 0.96416
Gen_BB013 | MW | SEPD | Steady Progression | Inverness | 2.2037 | 2.2895 | 2.4099 | 2.5198 | 2.6347 | 2.7504 | 2.8607 | 3.0023 | 3.1572 | 3.3281 | 3.5203 | 3.7393 | 3.9685 | 4.1932 | 4.42 | 4.6168 | 4.814 | 5.007 | 5.1999 | 5.3882 | 5.5731 | 5.7538 | 5.9224 | 6.0853 | 6.2434 | 6.3969 | 6.5525 | 6.691 | 6.8298 | 6.9704 | 7.1121 | 7.255
Gen_BB014 | MW | SEPD | Steady Progression | Inverness | 0 | 0 | 0 | 0 | 0 | 0 | 0 | 0 | 0 | 0 | 0 | 0 | 0 | 0 | 0 | 0 | 0 | 0 | 0 | 0 | 0 | 0 | 0 | 0 | 0 | 0 | 0 | 0 | 0 | 0 | 0 | 0
Gen_BB015 | MW | SEPD | Steady Progression | Inverness | 60 | 60 | 60 | 60 | 60 | 60 | 60 | 60 | 60 | 62.1973 | 62.4676 | 63.4078 | 63.9193 | 64.1815 | 65.718 | 67.999 | 68.2529 | 68.5039 | 68.752 | 68.997 | 69.2389 | 69.4777 | 69.7135 | 69.9463 | 70.176 | 70.4026 | 70.626 | 85.8505 | 86.0762 | 86.303 | 86.5309 | 86.7599
Gen_BB016 | MW | SEPD | Steady Progression | Inverness | 0.73328 | 0.73328 | 0.73564 | 0.73833 | 0.74124 | 0.74446 | 0.74876 | 0.75491 | 0.76537 | 0.78279 | 0.80859 | 0.83912 | 0.87216 | 0.90479 | 0.93683 | 0.96837 | 0.99951 | 1.03 | 1.0586 | 1.0852 | 1.1101 | 1.1333 | 1.155 | 1.1752 | 1.194 | 1.2116 | 1.228 | 1.2436 | 1.2576 | 1.2702 | 1.2815 | 1.2918
Gen_BB017 | MW | SEPD | Steady Progression | Inverness | 0 | 0 | 0 | 0 | 0 | 0 | 0 | 0 | 0 | 0 | 0 | 0 | 0 | 0 | 0 | 0 | 0 | 0 | 0 | 0 | 0 | 0 | 0 | 0 | 0 | 0 | 0 | 0 | 0 | 0 | 0 | 0
Gen_BB018 | MW | SEPD | Steady Progression | Inverness | 6.95 | 7.05 | 7.05 | 7.05 | 7.0603 | 7.1024 | 7.105 | 7.1173 | 7.1294 | 7.1315 | 7.1433 | 7.1452 | 7.1567 | 7.1683 | 7.1698 | 7.1813 | 7.1828 | 7.1939 | 7.1953 | 7.2063 | 7.2075 | 7.2086 | 7.2196 | 7.2206 | 7.2315 | 7.2324 | 7.2332 | 7.244 | 7.2447 | 7.2554 | 7.256 | 7.2567
Hydrogen electrolysis | MW | SEPD | Steady Progression | Inverness | 0 | 0 | 0 | 0 | 0 | 0 | 0 | 0 | 0 | 0 | 0 | 0 | 0 | 0 | 0 | 0 | 0 | 0 | 0 | 0 | 0 | 0 | 0 | 0 | 0 | 0 | 0 | 0 | 0 | 0 | 0 | 0
Lct_BB001 | Number | SEPD | Steady Progression | Inverness | 118.4507 | 150.5342 | 214.5151 | 355.3596 | 521.2679 | 746.1522 | 1040.785 | 1373.4084 | 1784.8308 | 2292.6424 | 2916.3504 | 3977.3968 | 5318.2738 | 6659.2408 | 8000.0375 | 9340.977 | 10681.9093 | 12438.2074 | 14659.3114 | 17023.685 | 19472.5659 | 22187.8346 | 24857.8929 | 27386.0106 | 29712.5283 | 31832.0716 | 33619.6246 | 34292.4805 | 34964.1407 | 35607.1089 | 36261.9793 | 36871.3377
Lct_BB003 | Number | SEPD | Steady Progression | Inverness | 0 | 0 | 0 | 0 | 0 | 0 | 0 | 0 | 0 | 0 | 0 | 0 | 0 | 0 | 0 | 0 | 0 | 0 | 0 | 0 | 0 | 0 | 0 | 0 | 0 | 0 | 0 | 0 | 0 | 0 | 0 | 0
Lct_BB005 | Number | SEPD | Steady Progression | Inverness | 274.8733 | 325.8176 | 349.6069 | 381.774 | 430.2423 | 478.0627 | 526.4844 | 585.1148 | 609.2573 | 630.6447 | 658.9336 | 684.0873 | 789.2996 | 893.3438 | 997.6052 | 1096.6494 | 1195.9791 | 1330.2406 | 1464.354 | 1597.3512 | 1729.6217 | 1860.7827 | 2122.2186 | 2383.1345 | 2643.8645 | 2904.4759 | 3166.5969 | 3383.6036 | 3599.5684 | 3814.8592 | 4028.1163 | 4236.2241
Lct_BB006 | Number | SEPD | Steady Progression | Inverness | 0 | 0 | 2.8483 | 5.6684 | 8.4589 | 11.222 | 13.9543 | 33.8866 | 53.5328 | 78.3481 | 102.7952 | 126.8753 | 192.0158 | 256.6181 | 320.6861 | 384.2161 | 447.2112 | 477.938 | 508.2685 | 538.1999 | 567.7347 | 596.8715 | 671.1738 | 744.23 | 816.0449 | 886.6121 | 955.9343 | 1090.8806 | 1225.8269 | 1360.7732 | 1495.7195 | 1630.6658
Lct_BB007 | Number | SEPD | Steady Progression | Inverness | 101.2377 | 108.4241 | 106.5578 | 113.7077 | 120.2528 | 126.4533 | 132.9485 | 141.1109 | 142.8099 | 144.8471 | 149.1238 | 151.5108 | 180.8635 | 210.2163 | 239.569 | 268.9218 | 298.2745 | 340.0958 | 381.7114 | 423.1211 | 464.3252 | 505.3235 | 591.08 | 676.8365 | 762.593 | 848.3495 | 934.106 | 1004.6852 | 1075.2644 | 1145.8436 | 1216.4228 | 1287.0019
Lct_BB008 | Number | SEPD | Steady Progression | Inverness | 0 | 0 | 0.20938 | 0.4167 | 0.62194 | 0.82506 | 1.026 | 2.4882 | 3.9295 | 5.35 | 6.7494 | 8.1278 | 11.8568 | 15.5549 | 19.2225 | 22.8594 | 26.4656 | 28.2247 | 29.9609 | 31.6744 | 33.3651 | 35.0331 | 39.2866 | 43.4688 | 47.5797 | 51.6194 | 55.5878 | 63.3129 | 71.0381 | 78.7632 | 86.4883 | 94.2134
Lct_BB010b | MW | SEPD | Steady Progression | Inverness | 0.378 | 0.6567 | 0.88116 | 1.4586 | 2.1109 | 2.9434 | 3.996 | 5.1093 | 6.4661 | 7.9979 | 9.9129 | 13.6759 | 17.4245 | 21.2292 | 24.8916 | 28.6819 | 32.5496 | 38.4744 | 45.6024 | 53.7536 | 64.5336 | 77.7586 | 89.718 | 98.5259 | 105.7043 | 110.5116 | 111.5258 | 112.7186 | 113.9618 | 115.163 | 116.0716 | 116.9354
Lct_BB011b | MW | SEPD | Steady Progression | Inverness | 0.14 | 0.1755 | 0.21649 | 0.30182 | 0.38785 | 0.49057 | 0.61182 | 0.73431 | 0.87389 | 1.0341 | 1.2187 | 1.4301 | 1.7289 | 2.0755 | 2.4739 | 2.924 | 3.4303 | 4.0095 | 4.6379 | 5.3018 | 5.9874 | 6.6499 | 7.2892 | 7.887 | 8.4243 | 8.8915 | 9.2892 | 9.4504 | 9.606 | 9.7614 | 9.9192 | 10.0708
Lct_BB012b | MW | SEPD | Steady Progression | Inverness | 0.386 | 0.4356 | 0.48487 | 0.60047 | 0.7154 | 0.8596 | 1.0311 | 1.2256 | 1.4521 | 1.717 | 2.0255 | 2.3844 | 2.9148 | 3.5341 | 4.2497 | 5.0625 | 5.9771 | 7.0339 | 8.1824 | 9.3996 | 10.6648 | 11.7171 | 12.7244 | 13.6609 | 14.4958 | 15.2148 | 15.9448 | 16.0584 | 16.1354 | 16.1845 | 16.2204 | 16.2204
Lct_BB013b | MW | SEPD | Steady Progression | Inverness | 0 | 0 | 0 | 0 | 0 | 0 | 0 | 0 | 0 | 0 | 0 | 0 | 0 | 0 | 0 | 0 | 0 | 0 | 0 | 0 | 0 | 0 | 0 | 0 | 0 | 0 | 0 | 0 | 0 | 0 | 0 | 0
Lct_BB014 | Number | SEPD | Steady Progression | Inverness | 50.7303 | 51.1196 | 58.982 | 67.8264 | 78.4395 | 90.548 | 104.4351 | 128.325 | 146.2254 | 167.1465 | 190.712 | 217.5575 | 392.069 | 450.7927 | 519.3703 | 597.7568 | 688.236 | 754.6755 | 829.267 | 912.8289 | 1006.2802 | 1111.7214 | 1527.4376 | 1692.5536 | 1875.9137 | 2083.4167 | 2316.5831 | 2664.3997 | 3064.5527 | 3524.175 | 4052.3006 | 4659.385
Other generation | MW | SEPD | Steady Progression | Inverness | 0 | 0 | 0 | 0 | 0 | 0 | 0 | 0 | 0 | 0 | 0 | 0 | 0 | 0 | 0 | 0 | 0 | 0 | 0 | 0 | 0 | 0 | 0 | 0 | 0 | 0 | 0 | 0 | 0 | 0 | 0 | 0
Srg_BB001 | MW | SEPD | Steady Progression | Inverness | 0 | 0.24123 | 0.30865 | 0.37753 | 0.44706 | 0.51516 | 0.60906 | 1.3298 | 1.4603 | 1.5904 | 1.7348 | 1.9411 | 2.1117 | 2.286 | 2.4647 | 2.6607 | 2.9537 | 3.0941 | 3.2415 | 3.39 | 3.5353 | 3.6917 | 3.955 | 4.2271 | 4.5027 | 4.7891 | 5.0529 | 5.0751 | 5.0971 | 5.1147 | 5.1295 | 5.1466
Srg_BB002 | MW | SEPD | Steady Progression | Inverness | 0 | 0 | 0.0022797 | 0.0046636 | 0.0071332 | 0.0096816 | 0.0123 | 0.037873 | 0.051488 | 0.065984 | 0.081639 | 0.09874 | 0.10195 | 0.10511 | 0.10824 | 0.11134 | 0.11444 | 0.11752 | 0.12055 | 0.1236 | 0.12663 | 0.12966 | 0.19538 | 0.26335 | 0.33398 | 0.40721 | 0.483 | 0.49116 | 0.49746 | 0.50366 | 0.50977 | 0.5158
Data centres (MW) | MW | SEPD | Steady Progression | Keith | 0 | 0 | 0 | 0 | 0 | 0 | 0 | 0 | 0 | 0 | 0 | 0 | 0 | 0 | 0 | 0 | 0 | 0 | 0 | 0 | 0 | 0 | 0 | 0 | 0 | 0 | 0 | 0 | 0 | 0 | 0 | 0
Dem_BB001a | Number of homes (cumulative) | SEPD | Steady Progression | Keith | 0 | 129.4708 | 269.7366 | 379.5278 | 477.9036 | 584.6836 | 702.522 | 818.3206 | 923.0626 | 1002.8973 | 1074.6196 | 1146.5988 | 1205.3273 | 1255.3273 | 1300.3273 | 1346.3273 | 1373.3273 | 1395.1037 | 1417.1375 | 1432.8106 | 1444.2332 | 1453.3841 | 1459.577 | 1464.557 | 1468.346 | 1469.9729 | 1470.4866 | 1470.9056 | 1471.2452 | 1471.4919 | 1471.6558 | 1471.7335
Dem_BB002b | Floorspace (m2) (cumulative) | SEPD | Steady Progression | Keith | 0 | 5223.897 | 8037.547 | 12771.4407 | 20610.5174 | 21822.2773 | 27954.2202 | 29458.7957 | 41253.4323 | 48985.6299 | 55665.9887 | 58798.9585 | 61556.1232 | 63595.0449 | 65633.5335 | 76411.564 | 80003.2334 | 81637.4417 | 82824.1889 | 83688.425 | 84552.65 | 85415.725 | 86278.75 | 87141.75 | 87242.25 | 87242.65 | 87242.95 | 87243.15 | 87243.25 | 87243.25 | 87243.25 | 87243.25
Domestic direct electric heating | Number | SEPD | Steady Progression | Keith | 3326.1545 | 3340.1918 | 3355.4212 | 3367.301 | 3377.9927 | 3389.5487 | 3402.2928 | 3414.821 | 3426.1611 | 3434.801 | 3442.5769 | 3423.9698 | 3410.51 | 3398.8456 | 3387.9985 | 3378.3078 | 3368.9982 | 3363.8991 | 3355.8349 | 3347.7429 | 3339.6208 | 3331.8117 | 3326.3086 | 3320.9901 | 3316.0898 | 3311.3761 | 3306.7358 | 3302.1702 | 3297.6798 | 3293.2648 | 3288.9259 | 3284.6637
Gas: Hydrogen peaking | MW | SEPD | Steady Progression | Keith | 0 | 0 | 0 | 0 | 0 | 0 | 0 | 0 | 0 | 0 | 0 | 0 | 0 | 0 | 0 | 0 | 0 | 0 | 0 | 0 | 0 | 0 | 0 | 0 | 0 | 0 | 0 | 0 | 0 | 0 | 0 | 0
Gen_BB001 | MW | SEPD | Steady Progression | Keith | 0.05 | 0.05 | 0.05 | 0.05 | 0.05 | 0.05 | 0.05 | 0.05 | 0.05 | 0.05 | 0.05 | 0.05 | 0.05 | 0.05 | 0.05 | 0.05 | 0.05 | 0.05 | 0.05 | 0.05 | 0.05 | 0.05 | 0.05 | 0.05 | 0.05 | 0.05 | 0.05 | 0.05 | 0.05 | 0.05 | 0.05 | 0.05
Gen_BB004 | MW | SEPD | Steady Progression | Keith | 1.55 | 1.55 | 1.55 | 1.55 | 1.55 | 1.55 | 1.55 | 1.55 | 1.55 | 1.55 | 1.55 | 1.55 | 1.55 | 1.55 | 1.55 | 1.55 | 1.55 | 1.55 | 1.55 | 1.55 | 1.55 | 1.55 | 1.55 | 1.55 | 1.55 | 1.55 | 1.55 | 1.55 | 1.55 | 1.55 | 1.55 | 1.55
Gen_BB005 | MW | SEPD | Steady Progression | Keith | 0 | 0 | 0 | 0 | 0 | 0 | 0 | 0 | 0 | 0 | 0 | 0 | 0 | 0 | 0 | 0 | 0 | 0 | 0 | 0 | 0 | 0 | 0 | 0 | 0 | 0 | 0 | 0 | 0 | 0 | 0 | 0
Gen_BB006 | MW | SEPD | Steady Progression | Keith | 0.001 | 0.001 | 0.001 | 0.001 | 20.001 | 20.001 | 20.001 | 20.001 | 20.001 | 20.001 | 20.001 | 20.001 | 20.001 | 20.001 | 20.001 | 20.001 | 20.001 | 20.001 | 20.001 | 20.001 | 20.001 | 20.001 | 20.001 | 20.001 | 20.001 | 20.001 | 20.001 | 20.001 | 20.001 | 20.001 | 20.001 | 20.001
Gen_BB008 | MW | SEPD | Steady Progression | Keith | 0 | 0 | 0 | 0 | 0 | 0 | 0 | 0 | 0 | 0 | 0 | 0 | 0 | 0 | 0 | 0 | 0 | 0 | 0 | 0 | 0 | 0 | 0 | 0 | 0 | 0 | 0 | 0 | 0 | 0 | 0 | 0
Gen_BB010 | MW | SEPD | Steady Progression | Keith | 23.499 | 23.499 | 23.499 | 23.499 | 23.499 | 23.499 | 23.499 | 23.499 | 23.499 | 23.499 | 23.499 | 23.499 | 23.499 | 23.499 | 23.499 | 23.499 | 23.499 | 23.499 | 23.499 | 23.499 | 23.499 | 23.499 | 23.499 | 23.499 | 23.499 | 23.499 | 23.499 | 23.499 | 23.499 | 23.499 | 23.499 | 23.499
Gen_BB011 | MW | SEPD | Steady Progression | Keith | 0 | 0 | 0 | 0 | 0 | 0 | 0 | 0 | 0 | 0 | 0 | 0 | 0 | 0 | 0 | 0 | 0 | 0 | 0 | 0 | 0 | 0 | 0 | 0 | 0 | 0 | 0 | 0 | 0 | 0 | 0 | 0
Gen_BB012 | MW | SEPD | Steady Progression | Keith | 0.791 | 0.7985 | 0.81058 | 0.82063 | 0.82981 | 0.83732 | 0.84393 | 1.2043 | 1.6876 | 2.4105 | 3.3757 | 4.6986 | 6.3696 | 8.3823 | 10.3383 | 12.9408 | 14.4346 | 14.9332 | 15.7988 | 16.2966 | 17.3695 | 18.4423 | 19.4037 | 20.2618 | 21.0161 | 21.4606 | 21.8301 | 22.1895 | 22.5514 | 22.9176 | 23.4557 | 23.8218
Gen_BB013 | MW | SEPD | Steady Progression | Keith | 4.9059 | 4.9329 | 4.9711 | 5.0048 | 5.0377 | 5.0721 | 5.1097 | 5.154 | 5.2024 | 5.2905 | 5.3914 | 5.5072 | 5.6212 | 5.7396 | 5.8611 | 5.9873 | 6.1107 | 6.2336 | 6.3555 | 6.4772 | 6.5996 | 6.724 | 6.8469 | 6.9709 | 7.0974 | 7.2251 | 7.354 | 7.4699 | 7.5869 | 7.705 | 7.8244 | 7.945
Gen_BB014 | MW | SEPD | Steady Progression | Keith | 0 | 0 | 0 | 0 | 0 | 0 | 0 | 0 | 0 | 0 | 0 | 0 | 0 | 0 | 0 | 0 | 0 | 0 | 0 | 0 | 0 | 0 | 0 | 0 | 0 | 0 | 0 | 0 | 0 | 0 | 0 | 0
Gen_BB015 | MW | SEPD | Steady Progression | Keith | 273.74 | 277.24 | 284.24 | 284.24 | 284.24 | 299.24 | 299.24 | 299.24 | 299.24 | 303.5574 | 304.0885 | 305.936 | 306.941 | 307.4562 | 310.4753 | 314.9572 | 321.956 | 336.4493 | 339.9993 | 340.4807 | 340.9559 | 341.4251 | 353.9635 | 354.4209 | 354.8722 | 364.5674 | 365.0064 | 373.1951 | 373.6386 | 375.5843 | 376.032 | 376.482
Gen_BB016 | MW | SEPD | Steady Progression | Keith | 20.6394 | 20.6394 | 20.644 | 20.6493 | 20.655 | 20.6613 | 20.6698 | 20.6819 | 20.7024 | 20.7367 | 20.7874 | 20.8473 | 20.9123 | 20.9764 | 21.0393 | 21.1013 | 21.1625 | 21.2225 | 21.2786 | 21.3309 | 21.3798 | 21.4254 | 21.4679 | 21.5077 | 21.5447 | 21.5792 | 21.6115 | 21.6421 | 21.6696 | 21.6944 | 21.7166 | 21.7367
Gen_BB017 | MW | SEPD | Steady Progression | Keith | 0 | 0 | 0 | 0 | 0 | 0 | 0 | 0 | 0 | 0 | 0 | 0 | 0 | 0 | 0 | 0 | 0 | 0 | 0 | 0 | 0 | 0 | 0 | 0 | 0 | 0 | 0 | 0 | 0 | 0 | 0 | 0
Gen_BB018 | MW | SEPD | Steady Progression | Keith | 0.10399 | 0.10399 | 0.10399 | 0.10399 | 0.10407 | 0.10441 | 0.10443 | 0.10453 | 0.10463 | 0.10465 | 0.10474 | 0.10476 | 0.10485 | 0.10494 | 0.10496 | 0.10505 | 0.10506 | 0.10515 | 0.10516 | 0.10525 | 0.10526 | 0.10527 | 0.10536 | 0.10536 | 0.10545 | 0.10546 | 0.10547 | 0.10555 | 0.10556 | 0.10564 | 0.10565 | 0.10566
Hydrogen electrolysis | MW | SEPD | Steady Progression | Keith | 0 | 0 | 0 | 0 | 0 | 0 | 0 | 0 | 0 | 0 | 0 | 0 | 0 | 0 | 0 | 0 | 0 | 0 | 0 | 0 | 0 | 0 | 0 | 0 | 0 | 0 | 0 | 0 | 0 | 0 | 0 | 0
Lct_BB001 | Number | SEPD | Steady Progression | Keith | 125.917 | 159.5085 | 231.564 | 383.1394 | 559.515 | 794.9659 | 1099.0659 | 1437.9299 | 1851.7501 | 2356.0184 | 2968.1273 | 4150.4195 | 5558.2781 | 6970.241 | 8386.358 | 9807.2081 | 11233.2392 | 13162.6994 | 15466.7681 | 17912.1042 | 20437.7428 | 23229.0345 | 25967.3101 | 28555.4719 | 30935.3034 | 33103.6652 | 34589.6591 | 35365.4596 | 36149.1859 | 36913.325 | 37698.0226 | 38457.6337
Lct_BB003 | Number | SEPD | Steady Progression | Keith | 5.7697 | 6.6546 | 8.7051 | 10.7381 | 13.0663 | 15.8459 | 19.1885 | 23.5254 | 28.7101 | 35.5044 | 44.3538 | 55.2974 | 68.6825 | 85.2617 | 105.8043 | 130.8869 | 161.7148 | 198.5119 | 241.904 | 291.3411 | 345.6813 | 407.6901 | 472.8087 | 538.7779 | 602.0788 | 661.3913 | 713.776 | 758.8725 | 797.9616 | 830.6386 | 858.3103 | 882.5138
Lct_BB005 | Number | SEPD | Steady Progression | Keith | 310.5913 | 327.8286 | 336.4341 | 346.7159 | 361.5809 | 376.799 | 393.2226 | 412.5171 | 420.4384 | 433.9317 | 458.1313 | 473.5096 | 618.0243 | 763.5681 | 909.5561 | 1056.634 | 1203.3138 | 1409.6881 | 1615.2191 | 1820.1122 | 2024.2845 | 2228.1271 | 2648.3059 | 3069.1171 | 3490.9427 | 3914.075 | 4338.7085 | 4691.9501 | 5047.1021 | 5404.1809 | 5763.9105 | 6126.3876
Lct_BB006 | Number | SEPD | Steady Progression | Keith | 0 | 0 | 0.6331 | 1.2602 | 1.881 | 2.4957 | 3.1051 | 7.5685 | 11.9707 | 25.015 | 37.8646 | 50.5228 | 84.767 | 118.731 | 152.4123 | 185.8127 | 218.9329 | 235.0876 | 251.0315 | 266.7657 | 282.293 | 297.609 | 336.6718 | 375.0788 | 412.834 | 449.9337 | 486.3782 | 557.3241 | 628.27 | 699.2159 | 770.1618 | 841.1077
Lct_BB007 | Number | SEPD | Steady Progression | Keith | 75.845 | 81.2288 | 79.8306 | 85.1872 | 90.0906 | 94.7359 | 99.602 | 105.717 | 106.9899 | 108.5161 | 111.7201 | 113.5084 | 135.4988 | 157.4892 | 179.4797 | 201.4701 | 223.4605 | 254.792 | 285.9693 | 316.9925 | 347.8616 | 378.5765 | 442.8232 | 507.07 | 571.3167 | 635.5635 | 699.8102 | 752.6865 | 805.5627 | 858.4389 | 911.3152 | 964.1914
Lct_BB008 | Number | SEPD | Steady Progression | Keith | 0 | 0 | 0.15689 | 0.31223 | 0.46602 | 0.61812 | 0.76868 | 1.8641 | 2.944 | 4.0081 | 5.0565 | 6.0893 | 8.8828 | 11.6535 | 14.4012 | 17.1259 | 19.8275 | 21.1453 | 22.4461 | 23.7297 | 24.9964 | 26.246 | 29.4327 | 32.5659 | 35.6457 | 38.6722 | 41.6452 | 47.4327 | 53.2201 | 59.0076 | 64.795 | 70.5825
Lct_BB010b | MW | SEPD | Steady Progression | Keith | 0.66 | 0.78039 | 0.9409 | 1.3875 | 1.9877 | 2.8249 | 3.975 | 5.2651 | 6.709 | 8.6683 | 11.049 | 16.1086 | 20.7004 | 24.9514 | 29.1531 | 33.8093 | 39.0164 | 46.4322 | 55.9129 | 71.4959 | 84.8977 | 97.0467 | 106.855 | 115.5202 | 121.8702 | 126.0825 | 126.8462 | 128.1034 | 129.1478 | 130.1194 | 130.9888 | 131.8442
Lct_BB011b | MW | SEPD | Steady Progression | Keith | 0.023 | 0.0364 | 0.09102 | 0.1662 | 0.24226 | 0.33099 | 0.43717 | 0.54563 | 0.66715 | 0.80638 | 0.96745 | 1.1521 | 1.4134 | 1.7159 | 2.0637 | 2.4568 | 2.8975 | 3.4035 | 3.9517 | 4.5314 | 5.1299 | 5.7072 | 6.2661 | 6.7881 | 7.2572 | 7.6654 | 8.0125 | 8.1523 | 8.2889 | 8.4253 | 8.564 | 8.6973
Lct_BB012b | MW | SEPD | Steady Progression | Keith | 0.514 | 0.5152 | 0.51673 | 0.53229 | 0.54943 | 0.5732 | 0.60042 | 0.63171 | 0.66889 | 0.71321 | 0.7653 | 0.82632 | 0.92675 | 1.043 | 1.1761 | 1.3253 | 1.4913 | 1.6821 | 1.8863 | 2.1001 | 2.3197 | 2.5189 | 2.7065 | 2.8781 | 3.0281 | 3.1548 | 3.272 | 3.3034 | 3.3298 | 3.3506 | 3.3658 | 3.3658
Lct_BB013b | MW | SEPD | Steady Progression | Keith | 0.136 | 0.1373 | 0.13882 | 0.14114 | 0.14199 | 0.14314 | 0.14377 | 0.15009 | 0.15745 | 0.16601 | 0.1759 | 0.18725 | 0.20866 | 0.23364 | 0.26253 | 0.29541 | 0.33251 | 0.37528 | 0.42193 | 0.47153 | 0.52317 | 0.57278 | 0.62088 | 0.66619 | 0.70735 | 0.7437 | 0.77184 | 0.7844 | 0.79535 | 0.80481 | 0.81313 | 0.81361
Lct_BB014 | Number | SEPD | Steady Progression | Keith | 25.1108 | 25.3035 | 29.1953 | 33.5732 | 38.8265 | 44.8201 | 51.694 | 59.2683 | 67.5358 | 77.1984 | 88.0824 | 100.4813 | 192.9012 | 221.7938 | 255.5345 | 294.1013 | 338.6178 | 371.3067 | 408.0063 | 449.1195 | 495.0983 | 546.9762 | 774.6757 | 858.4182 | 951.4135 | 1056.6536 | 1174.9094 | 1351.3127 | 1554.2597 | 1787.3679 | 2055.2191 | 2363.1162
Other generation | MW | SEPD | Steady Progression | Keith | 0.199 | 0.199 | 0.199 | 0.398 | 0.398 | 0.398 | 0.398 | 0.398 | 0.398 | 0.398 | 0.398 | 0.398 | 0.398 | 0.398 | 0.398 | 0.398 | 0.398 | 0.398 | 0.398 | 0.398 | 0.398 | 0.398 | 0.398 | 0.398 | 0.398 | 0.398 | 0.398 | 0.398 | 0.398 | 0.398 | 0.398 | 0.398
Srg_BB001 | MW | SEPD | Steady Progression | Keith | 0 | 0.28702 | 0.46153 | 0.64099 | 0.82262 | 1.0073 | 1.2834 | 2.9742 | 3.4256 | 3.8689 | 4.3576 | 5.0482 | 5.5245 | 5.9999 | 6.4771 | 6.9958 | 7.8054 | 8.442 | 9.1018 | 9.7635 | 10.412 | 11.0923 | 11.7523 | 12.4397 | 13.1373 | 13.8739 | 14.5333 | 14.6528 | 14.7709 | 14.8768 | 14.9749 | 15.0788
Srg_BB002 | MW | SEPD | Steady Progression | Keith | 0 | 0 | 0.0048578 | 0.009827 | 0.014873 | 0.019997 | 0.025187 | 0.074856 | 0.10063 | 0.12753 | 0.15592 | 0.18617 | 0.19172 | 0.19706 | 0.20225 | 0.2073 | 0.21226 | 0.2171 | 0.2218 | 0.22647 | 0.23102 | 0.23554 | 0.33217 | 0.4311 | 0.5329 | 0.63747 | 0.74475 | 0.75622 | 0.76501 | 0.77362 | 0.78206 | 0.79034
Data centres (MW) | MW | SEPD | Steady Progression | Killin | 0 | 0 | 0 | 0 | 0 | 0 | 0 | 0 | 0 | 0 | 0 | 0 | 0 | 0 | 0 | 0 | 0 | 0 | 0 | 0 | 0 | 0 | 0 | 0 | 0 | 0 | 0 | 0 | 0 | 0 | 0 | 0
Dem_BB001a | Number of homes (cumulative) | SEPD | Steady Progression | Killin | 0 | 0 | 0 | 0 | 0 | 0 | 0 | 0 | 0 | 0 | 0 | 0 | 0 | 0 | 0 | 0 | 0 | 0.1823 | 0.38149 | 0.55701 | 0.71607 | 0.92226 | 1.0366 | 1.1306 | 1.2062 | 1.2663 | 1.3155 | 1.3557 | 1.3883 | 1.4119 | 1.4276 | 1.4351
Dem_BB002b | Floorspace (m2) (cumulative) | SEPD | Steady Progression | Killin | 0 | 0 | 0 | 0 | 0 | 0 | 0 | 0 | 0 | 0 | 0 | 0 | 0 | 0 | 0 | 0 | 0 | 0 | 0 | 0 | 0 | 0 | 0 | 0 | 0 | 0 | 0 | 0 | 0 | 0 | 0 | 0
Domestic direct electric heating | Number | SEPD | Steady Progression | Killin | 525.4414 | 525.4398 | 525.4406 | 525.4406 | 525.4406 | 525.4406 | 525.4406 | 525.4406 | 525.4406 | 525.4406 | 525.4406 | 520.1908 | 517.5979 | 515.0131 | 512.4402 | 509.9975 | 507.567 | 505.9775 | 503.9505 | 501.9329 | 500.0408 | 498.2733 | 496.5214 | 494.775 | 493.1525 | 491.5389 | 489.9343 | 488.339 | 486.7531 | 485.1767 | 483.61 | 482.053
Gas: Hydrogen peaking | MW | SEPD | Steady Progression | Killin | 0 | 0 | 0 | 0 | 0 | 0 | 0 | 0 | 0 | 0 | 0 | 0 | 0 | 0 | 0 | 0 | 0 | 0 | 0 | 0 | 0 | 0 | 0 | 0 | 0 | 0 | 0 | 0 | 0 | 0 | 0 | 0
Gen_BB001 | MW | SEPD | Steady Progression | Killin | 0 | 0 | 0 | 0 | 0 | 0 | 0 | 0 | 0 | 0 | 0 | 0 | 0 | 0 | 0 | 0 | 0 | 0 | 0 | 0 | 0 | 0 | 0 | 0 | 0 | 0 | 0 | 0 | 0 | 0 | 0 | 0
Gen_BB004 | MW | SEPD | Steady Progression | Killin | 0 | 0 | 0 | 0 | 0 | 0 | 0 | 0 | 0 | 0 | 0 | 0 | 0 | 0 | 0 | 0 | 0 | 0 | 0 | 0 | 0 | 0 | 0 | 0 | 0 | 0 | 0 | 0 | 0 | 0 | 0 | 0
Gen_BB005 | MW | SEPD | Steady Progression | Killin | 0 | 0 | 0 | 0 | 0 | 0 | 0 | 0 | 0 | 0 | 0 | 0 | 0 | 0 | 0 | 0 | 0 | 0 | 0 | 0 | 0 | 0 | 0 | 0 | 0 | 0 | 0 | 0 | 0 | 0 | 0 | 0
Gen_BB006 | MW | SEPD | Steady Progression | Killin | 0 | 0 | 0 | 0 | 0 | 0 | 0 | 0 | 0 | 0 | 0 | 0 | 0 | 0 | 0 | 0 | 0 | 0 | 0 | 0 | 0 | 0 | 0 | 0 | 0 | 0 | 0 | 0 | 0 | 0 | 0 | 0
Gen_BB008 | MW | SEPD | Steady Progression | Killin | 0 | 0 | 0 | 0 | 0 | 0 | 0 | 0 | 0 | 0 | 0 | 0 | 0 | 0 | 0 | 0 | 0 | 0 | 0 | 0 | 0 | 0 | 0 | 0 | 0 | 0 | 0 | 0 | 0 | 0 | 0 | 0
Gen_BB010 | MW | SEPD | Steady Progression | Killin | 0 | 0 | 0 | 0 | 0 | 0 | 0 | 0 | 0 | 0 | 0 | 0 | 0 | 0 | 0 | 0 | 0 | 0 | 0 | 0 | 0 | 0 | 0 | 0 | 0 | 0 | 0 | 0 | 0 | 0 | 0 | 0
Gen_BB011 | MW | SEPD | Steady Progression | Killin | 0 | 0 | 0 | 0 | 0 | 0 | 0 | 0 | 0 | 0 | 0 | 0 | 0 | 0 | 0 | 0 | 0 | 0 | 0 | 0 | 0 | 0 | 0 | 0 | 0 | 0 | 0 | 0 | 0 | 0 | 0 | 0
Gen_BB012 | MW | SEPD | Steady Progression | Killin | 0.02 | 0.020568 | 0.021486 | 0.022251 | 0.022951 | 0.023525 | 0.024031 | 0.024765 | 0.025704 | 0.026872 | 0.028249 | 0.029822 | 0.03131 | 0.032729 | 0.034092 | 0.035408 | 0.036679 | 0.037898 | 0.039097 | 0.040258 | 0.041399 | 0.042526 | 0.043444 | 0.044326 | 0.045175 | 0.045993 | 0.046783 | 0.047386 | 0.047973 | 0.048547 | 0.049109 | 0.049659
Gen_BB013 | MW | SEPD | Steady Progression | Killin | 0.37147 | 0.37279 | 0.37481 | 0.37655 | 0.37816 | 0.37955 | 0.38081 | 0.38261 | 0.38493 | 0.38888 | 0.39366 | 0.39924 | 0.40467 | 0.40997 | 0.41517 | 0.4207 | 0.42657 | 0.43282 | 0.43864 | 0.44446 | 0.45078 | 0.45763 | 0.46379 | 0.46994 | 0.47667 | 0.48343 | 0.49022 | 0.49624 | 0.50229 | 0.50839 | 0.51455 | 0.52075
Gen_BB014 | MW | SEPD | Steady Progression | Killin | 0 | 0 | 0 | 0 | 0 | 0 | 0 | 0 | 0 | 0 | 0 | 0 | 0 | 0 | 0 | 0 | 0 | 0 | 0 | 0 | 0 | 0 | 0 | 0 | 0 | 0 | 0 | 0 | 0 | 0 | 0 | 0
Gen_BB015 | MW | SEPD | Steady Progression | Killin | 0 | 0 | 0 | 0 | 0 | 0 | 0 | 0 | 0 | 0 | 0 | 0 | 0 | 0 | 0 | 0 | 0 | 0 | 0 | 0 | 0 | 0 | 0 | 0 | 0 | 0 | 0 | 0 | 0 | 0 | 0 | 0
Gen_BB016 | MW | SEPD | Steady Progression | Killin | 0.15 | 0.15 | 0.15 | 0.15 | 0.15 | 0.15 | 0.15 | 0.15 | 0.15 | 0.15 | 0.15 | 0.15 | 0.15 | 0.15 | 0.15 | 0.15 | 0.15 | 0.15 | 0.15 | 0.15 | 0.15 | 0.15 | 0.15 | 0.15 | 0.15 | 0.15 | 0.15 | 0.15 | 0.15 | 0.15 | 0.15 | 0.15
Gen_BB017 | MW | SEPD | Steady Progression | Killin | 0 | 0 | 0 | 0 | 0 | 0 | 0 | 0 | 0 | 0 | 0 | 0 | 0 | 0 | 0 | 0 | 0 | 0 | 0 | 0 | 0 | 0 | 0 | 0 | 0 | 0 | 0 | 0 | 0 | 0 | 0 | 0
Gen_BB018 | MW | SEPD | Steady Progression | Killin | 7.8145 | 8.4345 | 8.4345 | 8.4345 | 10.6422 | 10.6737 | 10.6757 | 10.6849 | 10.6939 | 10.6955 | 10.7043 | 10.7058 | 10.7144 | 10.723 | 10.7242 | 10.7328 | 10.7339 | 10.7422 | 10.7432 | 10.7514 | 10.7523 | 10.7531 | 10.7614 | 10.7621 | 10.7703 | 10.7709 | 10.7715 | 10.7796 | 10.7801 | 10.7881 | 10.7886 | 10.7892
Hydrogen electrolysis | MW | SEPD | Steady Progression | Killin | 0 | 0 | 0 | 0 | 0 | 0 | 0 | 0 | 0 | 0 | 0 | 0 | 0 | 0 | 0 | 0 | 0 | 0 | 0 | 0 | 0 | 0 | 0 | 0 | 0 | 0 | 0 | 0 | 0 | 0 | 0 | 0
Lct_BB001 | Number | SEPD | Steady Progression | Killin | 9.3043 | 11.7723 | 16.7113 | 27.4188 | 39.9204 | 56.641 | 78.2493 | 102.3876 | 131.8958 | 167.931 | 211.7446 | 285.458 | 366.0053 | 446.5083 | 527.0962 | 607.6401 | 688.1606 | 804.0913 | 944.8036 | 1093.8205 | 1247.3441 | 1416.8366 | 1582.3998 | 1737.8643 | 1879.633 | 2007.499 | 2088.7861 | 2128.7897 | 2168.8576 | 2207.1516 | 2246.3337 | 2283.5885
Lct_BB003 | Number | SEPD | Steady Progression | Killin | 0 | 0 | 0 | 0 | 0 | 0 | 0 | 0 | 0 | 0 | 0 | 0 | 0 | 0 | 0 | 0 | 0 | 0 | 0 | 0 | 0 | 0 | 0 | 0 | 0 | 0 | 0 | 0 | 0 | 0 | 0 | 0
Lct_BB005 | Number | SEPD | Steady Progression | Killin | 26.654 | 29.0886 | 29.6434 | 30.835 | 32.9738 | 35.039 | 37.1988 | 39.9457 | 40.4983 | 41.6616 | 44.1102 | 45.4738 | 61.9853 | 78.4756 | 94.9719 | 111.5294 | 128.1527 | 151.917 | 175.5402 | 199.0424 | 222.5289 | 246.0213 | 294.7545 | 343.5103 | 392.4218 | 441.4581 | 490.6053 | 531.2797 | 572.1418 | 613.1957 | 654.4559 | 696.0789
Lct_BB006 | Number | SEPD | Steady Progression | Killin | 0 | 0 | 0 | 0 | 0 | 0 | 0 | 0 | 0 | 0 | 0 | 0 | 0 | 0 | 0 | 0 | 0 | 0 | 0 | 0 | 0 | 0 | 0 | 0 | 0 | 0 | 0 | 0 | 0 | 0 | 0 | 0
Lct_BB007 | Number | SEPD | Steady Progression | Killin | 0 | 0 | 0 | 0 | 0 | 0 | 0 | 0 | 0 | 0 | 0 | 0 | 0 | 0 | 0 | 0 | 0 | 0 | 0 | 0 | 0 | 0 | 0 | 0 | 0 | 0 | 0 | 0 | 0 | 0 | 0 | 0
Lct_BB008 | Number | SEPD | Steady Progression | Killin | 0 | 0 | 0 | 0 | 0 | 0 | 0 | 0 | 0 | 0 | 0 | 0 | 0 | 0 | 0 | 0 | 0 | 0 | 0 | 0 | 0 | 0 | 0 | 0 | 0 | 0 | 0 | 0 | 0 | 0 | 0 | 0
Lct_BB010b | MW | SEPD | Steady Progression | Killin | 0.021 | 0.0393 | 0.05105 | 0.08533 | 0.14489 | 0.19627 | 0.29829 | 0.38062 | 0.50233 | 0.64525 | 0.77748 | 1.0906 | 1.3989 | 1.6768 | 1.9202 | 2.1851 | 2.463 | 2.9613 | 3.5357 | 4.3244 | 5.6801 | 6.7091 | 7.3904 | 7.7899 | 7.98 | 8.2899 | 8.3093 | 8.3358 | 8.3666 | 8.3876 | 8.4129 | 8.4254
Lct_BB011b | MW | SEPD | Steady Progression | Killin | 0 | 0.0001 | 0.00326 | 0.00682 | 0.01041 | 0.01435 | 0.01891 | 0.02348 | 0.02908 | 0.03532 | 0.04279 | 0.05106 | 0.0628 | 0.07646 | 0.09204 | 0.10983 | 0.12976 | 0.15248 | 0.17704 | 0.20321 | 0.23027 | 0.25634 | 0.28132 | 0.30482 | 0.32615 | 0.34448 | 0.36042 | 0.36673 | 0.37299 | 0.37924 | 0.38555 | 0.39166
Lct_BB012b | MW | SEPD | Steady Progression | Killin | 0.283 | 0.2832 | 0.2834 | 0.28492 | 0.28647 | 0.28856 | 0.2909 | 0.2941 | 0.29787 | 0.30244 | 0.30788 | 0.31425 | 0.32464 | 0.33672 | 0.35069 | 0.36659 | 0.38444 | 0.40514 | 0.42755 | 0.45129 | 0.47602 | 0.499 | 0.52107 | 0.54162 | 0.56013 | 0.57617 | 0.59153 | 0.59618 | 0.60009 | 0.60318 | 0.60543 | 0.60543
Lct_BB013b | MW | SEPD | Steady Progression | Killin | 0 | 0 | 0 | 0 | 0 | 0 | 0 | 0 | 0 | 0 | 0 | 0 | 0 | 0 | 0 | 0 | 0 | 0 | 0 | 0 | 0 | 0 | 0 | 0 | 0 | 0 | 0 | 0 | 0 | 0 | 0 | 0
Lct_BB014 | Number | SEPD | Steady Progression | Killin | 1.3012 | 1.3111 | 1.5128 | 1.7396 | 2.0119 | 2.3224 | 2.6786 | 1.836 | 2.0921 | 2.3915 | 2.7286 | 3.1127 | 4.1235 | 4.7411 | 5.4624 | 6.2868 | 7.2384 | 7.9371 | 8.7216 | 9.6005 | 10.5833 | 11.6923 | 16.3953 | 18.1676 | 20.1358 | 22.3631 | 24.8659 | 28.5993 | 32.8945 | 37.828 | 43.4968 | 50.0132
Other generation | MW | SEPD | Steady Progression | Killin | 0 | 0 | 0 | 0 | 0 | 0 | 0 | 0 | 0 | 0 | 0 | 0 | 0 | 0 | 0 | 0 | 0 | 0 | 0 | 0 | 0 | 0 | 0 | 0 | 0 | 0 | 0 | 0 | 0 | 0 | 0 | 0
Srg_BB001 | MW | SEPD | Steady Progression | Killin | 0 | 0 | 0.0025649 | 0.0052169 | 0.0079071 | 0.010513 | 0.014647 | 0.035073 | 0.041811 | 0.048715 | 0.057062 | 0.070657 | 0.071742 | 0.072749 | 0.073696 | 0.075917 | 0.088231 | 0.099773 | 0.1124 | 0.12531 | 0.13824 | 0.15287 | 0.1575 | 0.16335 | 0.16975 | 0.17762 | 0.18245 | 0.18495 | 0.18742 | 0.18941 | 0.19111 | 0.19306
Srg_BB002 | MW | SEPD | Steady Progression | Killin | 0 | 0 | 0.00036861 | 0.0007461 | 0.0011298 | 0.0015198 | 0.001915 | 0.005702 | 0.0076697 | 0.0097171 | 0.01187 | 0.014155 | 0.014572 | 0.014973 | 0.01536 | 0.015736 | 0.016104 | 0.016462 | 0.016809 | 0.017152 | 0.017486 | 0.017815 | 0.024865 | 0.032066 | 0.03946 | 0.04704 | 0.054802 | 0.055631 | 0.056265 | 0.056885 | 0.057492 | 0.058087
Data centres (MW) | MW | SEPD | Steady Progression | Kinlochleven | 0 | 0 | 0 | 0 | 0 | 0 | 0 | 0 | 0 | 0 | 0 | 0 | 0 | 0 | 0 | 0 | 0 | 0 | 0 | 0 | 0 | 0 | 0 | 0 | 0 | 0 | 0 | 0 | 0 | 0 | 0 | 0
Dem_BB001a | Number of homes (cumulative) | SEPD | Steady Progression | Kinlochleven | 0 | 0 | 0 | 0 | 0 | 0 | 0 | 0 | 0 | 0 | 0 | 0 | 0 | 0 | 0 | 0 | 0 | 0.13705 | 0.2868 | 0.41875 | 0.53833 | 0.65208 | 0.71516 | 0.76699 | 0.80872 | 0.84187 | 0.86903 | 0.89119 | 0.90915 | 0.9222 | 0.93086 | 0.93497
Dem_BB002b | Floorspace (m2) (cumulative) | SEPD | Steady Progression | Kinlochleven | 0 | 0 | 0 | 0 | 0 | 0 | 0 | 1200 | 1300 | 1400 | 1500 | 1600 | 1700 | 1800 | 1900 | 2000 | 2000 | 2000 | 2000 | 2000 | 2000 | 2000 | 2000 | 2000 | 2000 | 2000 | 2000 | 2000 | 2000 | 2000 | 2000 | 2000
Domestic direct electric heating | Number | SEPD | Steady Progression | Kinlochleven | 500.8305 | 500.8294 | 500.8299 | 500.8299 | 500.8299 | 500.8299 | 500.8299 | 500.8299 | 500.8299 | 500.8299 | 500.8299 | 496.9109 | 494.9753 | 493.0456 | 491.2436 | 489.5675 | 487.789 | 486.6378 | 485.238 | 483.8445 | 482.5734 | 481.3085 | 480.1705 | 479.036 | 477.9079 | 476.9008 | 475.9001 | 474.9059 | 473.9184 | 472.9379 | 471.9643 | 470.9979
Gas: Hydrogen peaking | MW | SEPD | Steady Progression | Kinlochleven | 0 | 0 | 0 | 0 | 0 | 0 | 0 | 0 | 0 | 0 | 0 | 0 | 0 | 0 | 0 | 0 | 0 | 0 | 0 | 0 | 0 | 0 | 0 | 0 | 0 | 0 | 0 | 0 | 0 | 0 | 0 | 0
Gen_BB001 | MW | SEPD | Steady Progression | Kinlochleven | 0 | 0 | 0 | 0 | 0 | 0 | 0 | 0 | 0 | 0 | 0 | 0 | 0 | 0 | 0 | 0 | 0 | 0 | 0 | 0 | 0 | 0 | 0 | 0 | 0 | 0 | 0 | 0 | 0 | 0 | 0 | 0
Gen_BB004 | MW | SEPD | Steady Progression | Kinlochleven | 0 | 0 | 0 | 0 | 0 | 0 | 0 | 0 | 0 | 0 | 0 | 0 | 0 | 0 | 0 | 0 | 0 | 0 | 0 | 0 | 0 | 0 | 0 | 0 | 0 | 0 | 0 | 0 | 0 | 0 | 0 | 0
Gen_BB005 | MW | SEPD | Steady Progression | Kinlochleven | 0 | 0 | 0 | 0 | 0 | 0 | 0 | 0 | 0 | 0 | 0 | 0 | 0 | 0 | 0 | 0 | 0 | 0 | 0 | 0 | 0 | 0 | 0 | 0 | 0 | 0 | 0 | 0 | 0 | 0 | 0 | 0
Gen_BB006 | MW | SEPD | Steady Progression | Kinlochleven | 0 | 0 | 0 | 0 | 0 | 0 | 0 | 0 | 0 | 0 | 0 | 0 | 0 | 0 | 0 | 0 | 0 | 0 | 0 | 0 | 0 | 0 | 0 | 0 | 0 | 0 | 0 | 0 | 0 | 0 | 0 | 0
Gen_BB008 | MW | SEPD | Steady Progression | Kinlochleven | 0 | 0 | 0 | 0 | 0 | 0 | 0 | 0 | 0 | 0 | 0 | 0 | 0 | 0 | 0 | 0 | 0 | 0 | 0 | 0 | 0 | 0 | 0 | 0 | 0 | 0 | 0 | 0 | 0 | 0 | 0 | 0
Gen_BB010 | MW | SEPD | Steady Progression | Kinlochleven | 0 | 0 | 0 | 0 | 0 | 0 | 0 | 0 | 0 | 0 | 0 | 0 | 0 | 0 | 0 | 0 | 0 | 0 | 0 | 0 | 0 | 0 | 0 | 0 | 0 | 0 | 0 | 0 | 0 | 0 | 0 | 0
Gen_BB011 | MW | SEPD | Steady Progression | Kinlochleven | 0 | 0 | 0 | 0 | 0 | 0 | 0 | 0 | 0 | 0 | 0 | 0 | 0 | 0 | 0 | 0 | 0 | 0 | 0 | 0 | 0 | 0 | 0 | 0 | 0 | 0 | 0 | 0 | 0 | 0 | 0 | 0
Gen_BB012 | MW | SEPD | Steady Progression | Kinlochleven | 0 | 0.00013186 | 0.00035177 | 0.00054153 | 0.00072052 | 0.00087098 | 0.0010065 | 0.001208 | 0.0014742 | 0.0018065 | 0.0022124 | 0.0026933 | 0.0031654 | 0.0036314 | 0.004093 | 0.0045521 | 0.0050074 | 0.0054555 | 0.0059062 | 0.0063516 | 0.0067985 | 0.0072482 | 0.0076222 | 0.0079876 | 0.0083447 | 0.0086942 | 0.0090372 | 0.0093013 | 0.0095608 | 0.0098165 | 0.010069 | 0.010318
Gen_BB013 | MW | SEPD | Steady Progression | Kinlochleven | 0.085168 | 0.086538 | 0.088729 | 0.090594 | 0.092333 | 0.093785 | 0.09509 | 0.096997 | 0.099476 | 0.10224 | 0.10557 | 0.10947 | 0.11325 | 0.11696 | 0.12095 | 0.12533 | 0.13012 | 0.13489 | 0.1397 | 0.14452 | 0.14987 | 0.15529 | 0.16078 | 0.1663 | 0.17187 | 0.17807 | 0.18436 | 0.19014 | 0.196 | 0.20193 | 0.20795 | 0.21405
Gen_BB014 | MW | SEPD | Steady Progression | Kinlochleven | 0 | 0 | 0 | 0 | 0 | 0 | 0 | 0 | 0 | 0 | 0 | 0 | 0 | 0 | 0 | 0 | 0 | 0 | 0 | 0 | 0 | 0 | 0 | 0 | 0 | 0 | 0 | 0 | 0 | 0 | 0 | 0
Gen_BB015 | MW | SEPD | Steady Progression | Kinlochleven | 0 | 0 | 0 | 0 | 0 | 0 | 0 | 0 | 0 | 0 | 0 | 0 | 0 | 0 | 0 | 0 | 0 | 0 | 0 | 0 | 0 | 0 | 0 | 0 | 0 | 0 | 0 | 0 | 0 | 0 | 0 | 0
Gen_BB016 | MW | SEPD | Steady Progression | Kinlochleven | 0 | 0 | 0 | 0 | 0 | 0 | 0 | 0 | 0 | 0 | 0 | 0 | 0 | 0 | 0 | 0 | 0 | 0 | 0 | 0 | 0 | 0 | 0 | 0 | 0 | 0 | 0 | 0 | 0 | 0 | 0 | 0
Gen_BB017 | MW | SEPD | Steady Progression | Kinlochleven | 0 | 0 | 0 | 0 | 0 | 0 | 0 | 0 | 0 | 0 | 0 | 0 | 0 | 0 | 0 | 0 | 0 | 0 | 0 | 0 | 0 | 0 | 0 | 0 | 0 | 0 | 0 | 0 | 0 | 0 | 0 | 0
Gen_BB018 | MW | SEPD | Steady Progression | Kinlochleven | 35.505 | 36.205 | 36.205 | 36.205 | 36.209 | 36.2254 | 36.2264 | 36.2311 | 36.2358 | 36.2366 | 36.2412 | 36.242 | 36.2465 | 36.251 | 36.2516 | 36.256 | 36.2566 | 36.2609 | 36.2614 | 36.2657 | 36.2662 | 36.2666 | 36.2709 | 36.2713 | 36.2755 | 36.2758 | 36.2762 | 36.2804 | 36.2806 | 36.2848 | 36.285 | 36.2853
Hydrogen electrolysis | MW | SEPD | Steady Progression | Kinlochleven | 0 | 0 | 0 | 0 | 0 | 0 | 0 | 0 | 0 | 0 | 0 | 0 | 0 | 0 | 0 | 0 | 0 | 0 | 0 | 0 | 0 | 0 | 0 | 0 | 0 | 0 | 0 | 0 | 0 | 0 | 0 | 0
Lct_BB001 | Number | SEPD | Steady Progression | Kinlochleven | 5.487 | 6.9297 | 9.846 | 16.2657 | 23.7794 | 33.9033 | 47.1212 | 61.9554 | 80.1984 | 102.6361 | 130.0894 | 183.9617 | 253.4404 | 322.9617 | 392.4699 | 461.971 | 531.5116 | 621.6769 | 731.9981 | 849.2421 | 970.4349 | 1104.6849 | 1236.393 | 1360.833 | 1475.0061 | 1578.6777 | 1659.636 | 1692.4303 | 1725.1634 | 1756.5086 | 1788.4509 | 1818.4145
Lct_BB003 | Number | SEPD | Steady Progression | Kinlochleven | 0 | 0 | 0 | 0 | 0 | 0 | 0 | 0 | 0 | 0 | 0 | 0 | 0 | 0 | 0 | 0 | 0 | 0 | 0 | 0 | 0 | 0 | 0 | 0 | 0 | 0 | 0 | 0 | 0 | 0 | 0 | 0
Lct_BB005 | Number | SEPD | Steady Progression | Kinlochleven | 84.1661 | 86.5039 | 87.2077 | 88.2853 | 90.2195 | 92.1799 | 94.2516 | 96.8769 | 97.4047 | 98.437 | 100.6252 | 101.8171 | 116.4468 | 131.0542 | 145.7374 | 160.5079 | 175.3502 | 196.452 | 217.5557 | 238.5211 | 259.515 | 280.4293 | 323.861 | 367.3201 | 410.8327 | 454.5674 | 498.425 | 534.7749 | 571.3075 | 608.0439 | 645.0076 | 682.2736
Lct_BB006 | Number | SEPD | Steady Progression | Kinlochleven | 0 | 0 | 0 | 0 | 0 | 0 | 0 | 0 | 0 | 0 | 0 | 0 | 0 | 0 | 0 | 0 | 0 | 0 | 0 | 0 | 0 | 0 | 0 | 0 | 0 | 0 | 0 | 0 | 0 | 0 | 0 | 0
Lct_BB007 | Number | SEPD | Steady Progression | Kinlochleven | 0 | 0 | 0 | 0 | 0 | 0 | 0 | 0 | 0 | 0 | 0 | 0 | 0 | 0 | 0 | 0 | 0 | 0 | 0 | 0 | 0 | 0 | 0 | 0 | 0 | 0 | 0 | 0 | 0 | 0 | 0 | 0
Lct_BB008 | Number | SEPD | Steady Progression | Kinlochleven | 0 | 0 | 0 | 0 | 0 | 0 | 0 | 0 | 0 | 0 | 0 | 0 | 0 | 0 | 0 | 0 | 0 | 0 | 0 | 0 | 0 | 0 | 0 | 0 | 0 | 0 | 0 | 0 | 0 | 0 | 0 | 0
Lct_BB010b | MW | SEPD | Steady Progression | Kinlochleven | 0 | 0.01126 | 0.0186 | 0.03722 | 0.06709 | 0.1027 | 0.14266 | 0.20636 | 0.25757 | 0.35091 | 0.42005 | 0.63508 | 0.84242 | 1.0432 | 1.2444 | 1.4516 | 1.6495 | 1.96 | 2.296 | 2.6029 | 3.2415 | 3.9832 | 4.8463 | 5.3687 | 5.6861 | 6.014 | 6.0443 | 6.0807 | 6.1591 | 6.1927 | 6.2753 | 6.3061
Lct_BB011b | MW | SEPD | Steady Progression | Kinlochleven | 0 | 0 | 0.00118 | 0.00244 | 0.0037 | 0.00531 | 0.00708 | 0.00889 | 0.01106 | 0.01348 | 0.01632 | 0.01963 | 0.02422 | 0.02958 | 0.03577 | 0.04269 | 0.05033 | 0.05903 | 0.06841 | 0.07813 | 0.08802 | 0.09717 | 0.10575 | 0.1136 | 0.12031 | 0.12582 | 0.1302 | 0.13021 | 0.13021 | 0.13021 | 0.13021 | 0.13021
Lct_BB012b | MW | SEPD | Steady Progression | Kinlochleven | 0.115 | 0.115 | 0.11508 | 0.11565 | 0.1163 | 0.11721 | 0.11827 | 0.11943 | 0.12078 | 0.12238 | 0.12426 | 0.12648 | 0.13013 | 0.13436 | 0.13915 | 0.14452 | 0.15044 | 0.15722 | 0.16445 | 0.17202 | 0.17974 | 0.18667 | 0.19313 | 0.19901 | 0.2041 | 0.20836 | 0.2122 | 0.21317 | 0.21398 | 0.21462 | 0.21509 | 0.21509
Lct_BB013b | MW | SEPD | Steady Progression | Kinlochleven | 0 | 0.0002 | 0.0004 | 0.00073 | 0.00085 | 0.00101 | 0.0011 | 0.00199 | 0.00303 | 0.00423 | 0.00562 | 0.00722 | 0.01023 | 0.01374 | 0.0178 | 0.02242 | 0.02764 | 0.03365 | 0.04021 | 0.04718 | 0.05444 | 0.06141 | 0.06817 | 0.07454 | 0.08033 | 0.08544 | 0.0894 | 0.09117 | 0.09271 | 0.09404 | 0.09521 | 0.09528
Lct_BB014 | Number | SEPD | Steady Progression | Kinlochleven | 0.83407 | 0.84047 | 0.96974 | 1.1152 | 1.2896 | 1.4887 | 1.7171 | 1.6639 | 1.896 | 2.1673 | 2.4728 | 2.8209 | 5.1641 | 5.9376 | 6.8408 | 7.8733 | 9.065 | 9.9401 | 10.9226 | 12.0232 | 13.2541 | 14.6429 | 20.6148 | 22.8433 | 25.318 | 28.1185 | 31.2654 | 35.9597 | 41.3603 | 47.5635 | 54.6913 | 62.8847
Other generation | MW | SEPD | Steady Progression | Kinlochleven | 0 | 0 | 0 | 0 | 0 | 0 | 0 | 0 | 0 | 0 | 0 | 0 | 0 | 0 | 0 | 0 | 0 | 0 | 0 | 0 | 0 | 0 | 0 | 0 | 0 | 0 | 0 | 0 | 0 | 0 | 0 | 0
Srg_BB001 | MW | SEPD | Steady Progression | Kinlochleven | 0 | 0 | 0 | 0 | 0 | 0 | 0 | 0 | 0 | 0 | 0 | 0 | 0 | 0 | 0 | 0 | 0 | 0 | 0 | 0 | 0 | 0 | 0 | 0 | 0 | 0 | 0 | 0 | 0 | 0 | 0 | 0
Srg_BB002 | MW | SEPD | Steady Progression | Kinlochleven | 0 | 0 | 8.7261e-05 | 0.00017808 | 0.00027177 | 0.00036812 | 0.00046682 | 0.0014269 | 0.0019354 | 0.0024737 | 0.0030511 | 0.0036775 | 0.0037943 | 0.0039086 | 0.0040211 | 0.0041322 | 0.0042426 | 0.0043518 | 0.004459 | 0.0045665 | 0.0046726 | 0.0047787 | 0.0070706 | 0.0094351 | 0.011886 | 0.014422 | 0.017041 | 0.017322 | 0.017539 | 0.017752 | 0.017962 | 0.018169
Data centres (MW) | MW | SEPD | Steady Progression | Kintore | 0 | 0 | 0 | 0 | 0 | 0 | 0 | 0 | 0 | 0 | 0 | 0 | 0 | 0 | 0 | 0 | 0 | 0 | 0 | 0 | 0 | 0 | 0 | 0 | 0 | 0 | 0 | 0 | 0 | 0 | 0 | 0
Dem_BB001a | Number of homes (cumulative) | SEPD | Steady Progression | Kintore | 0 | 174.8496 | 461.0607 | 786.7111 | 1120.4014 | 1420.0266 | 1664.0027 | 1889.853 | 2096.5241 | 2300.4886 | 2524.0975 | 2716.5106 | 2871.6909 | 2993.0627 | 3100.6545 | 3216.9521 | 3289.9521 | 3343.979 | 3398.2865 | 3441.2009 | 3474.8421 | 3498.1287 | 3514.3969 | 3525.4387 | 3534.2776 | 3538.944 | 3541.49 | 3541.9355 | 3542.2966 | 3542.5588 | 3542.733 | 3542.8157
Dem_BB002b | Floorspace (m2) (cumulative) | SEPD | Steady Progression | Kintore | 0 | 6012.672 | 20152.2929 | 32891.1873 | 39630.1401 | 41786.1481 | 43942.5446 | 45966.3351 | 47990.5657 | 50015.2366 | 52040.3477 | 54065.8989 | 55086.1895 | 55089.1675 | 55091.757 | 55093.958 | 55095.7188 | 55097.0394 | 55097.9198 | 55098.36 | 55098.36 | 55098.36 | 55098.36 | 55098.36 | 55098.36 | 55098.36 | 55098.36 | 55098.36 | 55098.36 | 55098.36 | 55098.36 | 55098.36
Domestic direct electric heating | Number | SEPD | Steady Progression | Kintore | 3124.3457 | 3143.2456 | 3174.2434 | 3209.4527 | 3245.5254 | 3277.9257 | 3304.2778 | 3328.6858 | 3350.9338 | 3372.9658 | 3397.0499 | 3409.8039 | 3405.9106 | 3399.7017 | 3393.5621 | 3388.6535 | 3382.3012 | 3379.7256 | 3373.6934 | 3367.2321 | 3360.2173 | 3352.8712 | 3347.5198 | 3342.1926 | 3336.9835 | 3331.6577 | 3326.2154 | 3320.7703 | 3315.3202 | 3310.0902 | 3304.9649 | 3299.943
Gas: Hydrogen peaking | MW | SEPD | Steady Progression | Kintore | 0 | 0 | 0 | 0 | 0 | 0 | 0 | 0 | 0 | 0 | 0 | 0 | 0 | 0 | 0 | 0 | 0 | 0 | 0 | 0 | 0 | 0 | 0 | 0 | 0 | 0 | 0 | 0 | 0 | 0 | 0 | 0
Gen_BB001 | MW | SEPD | Steady Progression | Kintore | 0.1 | 0.1 | 0.1 | 0.1 | 0.1 | 0.1 | 0.1 | 0.1 | 0.1 | 0.1 | 0.1 | 0.1 | 0.1 | 0.1 | 0.1 | 0.1 | 0.1 | 0.1 | 0.1 | 0.1 | 0.1 | 0.1 | 0.1 | 0.1 | 0.1 | 0.1 | 0.1 | 0.1 | 0.1 | 0.1 | 0.1 | 0.1
Gen_BB004 | MW | SEPD | Steady Progression | Kintore | 0.05 | 0.05 | 0.05 | 0.05 | 0.05 | 0.05 | 0.05 | 0.05 | 0.05 | 0.05 | 0.05 | 0.05 | 0.05 | 0.05 | 0.05 | 0.05 | 0.05 | 0.05 | 0.05 | 0.05 | 0.05 | 0.05 | 0.05 | 0.05 | 0.05 | 0.05 | 0.05 | 0.05 | 0.05 | 0.05 | 0.05 | 0.05
Gen_BB005 | MW | SEPD | Steady Progression | Kintore | 0 | 0 | 0 | 0 | 0 | 0 | 0 | 0 | 0 | 0 | 0 | 0 | 0 | 0 | 0 | 0 | 0 | 0 | 0 | 0 | 0 | 0 | 0 | 0 | 0 | 0 | 0 | 0 | 0 | 0 | 0 | 0
Gen_BB006 | MW | SEPD | Steady Progression | Kintore | 0 | 0 | 0 | 0 | 0 | 0 | 0 | 0 | 0 | 0 | 0 | 0 | 0 | 0 | 0 | 0 | 0 | 0 | 0 | 0 | 0 | 0 | 0 | 0 | 0 | 0 | 0 | 0 | 0 | 0 | 0 | 0
Gen_BB008 | MW | SEPD | Steady Progression | Kintore | 0 | 0 | 0 | 0 | 0 | 0 | 0 | 0 | 0 | 0 | 0 | 0 | 0 | 0 | 0 | 0 | 0 | 0 | 0 | 0 | 0 | 0 | 0 | 0 | 0 | 0 | 0 | 0 | 0 | 0 | 0 | 0
Gen_BB010 | MW | SEPD | Steady Progression | Kintore | 0 | 0 | 0 | 0 | 0 | 0 | 0 | 0 | 0 | 0 | 0 | 0 | 0 | 0 | 0 | 0 | 0 | 0 | 0 | 0 | 0 | 0 | 0 | 0 | 0 | 0 | 0 | 0 | 0 | 0 | 0 | 0
Gen_BB011 | MW | SEPD | Steady Progression | Kintore | 0 | 0 | 0 | 0 | 0 | 0 | 0 | 0 | 0 | 0 | 0 | 0 | 0 | 0 | 0 | 0 | 0 | 0 | 0 | 0 | 0 | 0 | 0 | 0 | 0 | 0 | 0 | 0 | 0 | 0 | 0 | 0
Gen_BB012 | MW | SEPD | Steady Progression | Kintore | 1.6635 | 1.811 | 1.8235 | 1.8343 | 1.8445 | 1.8531 | 1.8608 | 2.2249 | 2.7136 | 3.4427 | 4.416 | 5.7496 | 7.4332 | 9.4605 | 11.4307 | 14.0509 | 15.557 | 16.0628 | 16.9377 | 17.443 | 18.5263 | 19.6096 | 20.5803 | 21.4471 | 22.2094 | 22.6604 | 23.0359 | 23.4004 | 23.7674 | 24.1385 | 24.6825 | 25.0536
Gen_BB013 | MW | SEPD | Steady Progression | Kintore | 4.8259 | 4.9255 | 5.0916 | 5.2503 | 5.4096 | 5.5529 | 5.6817 | 5.8457 | 6.042 | 6.2052 | 6.3992 | 6.6106 | 6.8159 | 7.0155 | 7.2163 | 7.4228 | 7.6239 | 7.8189 | 8.0121 | 8.2032 | 8.3929 | 8.5819 | 8.7594 | 8.9363 | 9.1137 | 9.2901 | 9.4658 | 9.6186 | 9.7714 | 9.9256 | 10.0806 | 10.2367
Gen_BB014 | MW | SEPD | Steady Progression | Kintore | 0 | 0 | 0 | 0 | 0 | 0 | 0 | 0 | 0 | 0 | 0 | 0 | 0 | 0 | 0 | 0 | 0 | 0 | 0 | 0 | 0 | 0 | 0 | 0 | 0 | 0 | 0 | 0 | 0 | 0 | 0 | 0
Gen_BB015 | MW | SEPD | Steady Progression | Kintore | 50.1 | 50.1 | 54.4 | 54.4 | 54.4 | 54.4 | 54.4 | 54.4 | 54.4 | 55.3023 | 55.4133 | 55.7994 | 56.0094 | 56.1171 | 56.748 | 57.6847 | 57.7889 | 59.642 | 59.7439 | 59.8445 | 62.4188 | 62.5169 | 62.6137 | 65.8343 | 65.9286 | 67.7467 | 67.8384 | 67.9306 | 68.0233 | 68.1164 | 68.21 | 68.304
Gen_BB016 | MW | SEPD | Steady Progression | Kintore | 12.4618 | 12.4618 | 13.3628 | 13.3639 | 13.3651 | 13.3664 | 13.3682 | 13.3707 | 13.375 | 13.3821 | 13.3927 | 13.4053 | 13.4188 | 13.4322 | 13.4454 | 13.4583 | 13.4711 | 13.4837 | 13.4954 | 13.5063 | 13.5165 | 13.5261 | 13.5349 | 13.5433 | 13.551 | 13.5582 | 13.565 | 13.5714 | 13.5771 | 13.5823 | 13.5869 | 13.5911
Gen_BB017 | MW | SEPD | Steady Progression | Kintore | 0 | 0 | 0 | 0 | 0 | 0 | 0 | 0 | 0 | 0 | 0 | 0 | 0 | 0 | 0 | 0 | 0 | 0 | 0 | 0 | 0 | 0 | 0 | 0 | 0 | 0 | 0 | 0 | 0 | 0 | 0 | 0
Gen_BB018 | MW | SEPD | Steady Progression | Kintore | 0.025 | 0.025 | 0.025 | 0.025 | 0.025 | 0.025 | 0.025 | 0.025 | 0.025 | 0.025 | 0.025 | 0.025 | 0.025 | 0.025 | 0.025 | 0.025 | 0.025 | 0.025 | 0.025 | 0.025 | 0.025 | 0.025 | 0.025 | 0.025 | 0.025 | 0.025 | 0.025 | 0.025 | 0.025 | 0.025 | 0.025 | 0.025
Hydrogen electrolysis | MW | SEPD | Steady Progression | Kintore | 0 | 0 | 0 | 0 | 0 | 0 | 0 | 0 | 0 | 0 | 0 | 0 | 0 | 0 | 0 | 0 | 0 | 0 | 0 | 0 | 0 | 0 | 0 | 0 | 0 | 0 | 0 | 0 | 0 | 0 | 0 | 0
Lct_BB001 | Number | SEPD | Steady Progression | Kintore | 248.3993 | 313.69 | 449.713 | 740.9008 | 1078.2825 | 1528.6416 | 2110.3684 | 2755.9864 | 3543.675 | 4502.5571 | 5664.6338 | 7048.3818 | 8449.2737 | 9854.7924 | 11264.5846 | 12679.578 | 14100.0917 | 16422.7443 | 19289.0298 | 22327.5462 | 25462.1844 | 28924.4043 | 32315.1436 | 35513.8393 | 38447.8375 | 41113.474 | 42840.973 | 43778.8879 | 44725.5092 | 45646.9225 | 46592.963 | 47509.6523
Lct_BB003 | Number | SEPD | Steady Progression | Kintore | 6.5359 | 7.4208 | 10.8486 | 14.6823 | 19.1105 | 24.3803 | 30.7132 | 37.6833 | 46.6365 | 57.5382 | 71.019 | 87.6731 | 108.2309 | 134.0455 | 166.0401 | 205.1229 | 253.1728 | 310.5578 | 378.2664 | 455.4687 | 540.4138 | 637.4016 | 739.3838 | 842.8623 | 942.3786 | 1035.8803 | 1118.7988 | 1190.5696 | 1253.1821 | 1306.0116 | 1351.2494 | 1391.2936
Lct_BB005 | Number | SEPD | Steady Progression | Kintore | 265.7913 | 290.3513 | 305.6124 | 327.329 | 357.2312 | 385.9105 | 413.4927 | 444.6765 | 459.0373 | 478.6504 | 510.3304 | 532.4317 | 681.4092 | 829.3956 | 977.9059 | 1127.4544 | 1276.3485 | 1483.2335 | 1689.3935 | 1894.4339 | 2098.8054 | 2302.1454 | 2719.0235 | 3136.4197 | 3554.7217 | 3973.8833 | 4390.3903 | 4735.8193 | 5083.0449 | 5432.3393 | 5784.1642 | 6135.9148
Lct_BB006 | Number | SEPD | Steady Progression | Kintore | 0 | 0 | 1.4223 | 2.8302 | 4.2237 | 5.6039 | 6.9692 | 16.9345 | 26.7558 | 44.8177 | 62.6141 | 80.1437 | 127.5673 | 174.6004 | 221.2428 | 267.4934 | 313.3566 | 335.7247 | 357.807 | 379.5995 | 401.1031 | 422.3165 | 476.4109 | 529.5984 | 581.8804 | 633.2551 | 683.723 | 781.9698 | 880.2166 | 978.4634 | 1076.7102 | 1174.957
Lct_BB007 | Number | SEPD | Steady Progression | Kintore | 53.0976 | 56.8668 | 55.8879 | 59.6379 | 63.0708 | 66.3228 | 69.7295 | 74.0104 | 74.9016 | 75.97 | 78.2131 | 79.465 | 94.8601 | 110.2552 | 125.6502 | 141.0453 | 156.4404 | 178.375 | 200.2017 | 221.9204 | 243.5312 | 265.0342 | 310.0121 | 354.99 | 399.9679 | 444.9458 | 489.9237 | 526.9414 | 563.959 | 600.9767 | 637.9943 | 675.0119
Lct_BB008 | Number | SEPD | Steady Progression | Kintore | 0 | 0 | 0.10985 | 0.21863 | 0.3263 | 0.43284 | 0.53827 | 1.3052 | 2.0611 | 2.8061 | 3.5401 | 4.2631 | 6.2188 | 8.1585 | 10.0821 | 11.9895 | 13.881 | 14.8035 | 15.7141 | 16.6129 | 17.4996 | 18.3745 | 20.6054 | 22.7989 | 24.955 | 27.0737 | 29.1551 | 33.2068 | 37.2585 | 41.3102 | 45.3618 | 49.4135
Lct_BB010b | MW | SEPD | Steady Progression | Kintore | 1.45 | 2.222 | 2.7072 | 3.8289 | 5.2062 | 6.9892 | 9.2421 | 11.8308 | 14.8944 | 18.5297 | 22.7201 | 27.5097 | 32.1802 | 36.6589 | 41.3724 | 46.6336 | 51.6051 | 60.85 | 78.1153 | 100.5431 | 119.453 | 133.4449 | 141.4295 | 146.9288 | 150.1529 | 152.121 | 152.6144 | 153.1296 | 153.6504 | 153.9836 | 154.3938 | 154.6528
Lct_BB011b | MW | SEPD | Steady Progression | Kintore | 0.114 | 0.1377 | 0.19592 | 0.28606 | 0.37627 | 0.48307 | 0.61017 | 0.738 | 0.88352 | 1.0506 | 1.2438 | 1.4651 | 1.7787 | 2.1421 | 2.5589 | 3.0302 | 3.5588 | 4.1642 | 4.8194 | 5.5109 | 6.2225 | 6.9076 | 7.565 | 8.1777 | 8.7251 | 9.1987 | 9.5975 | 9.7421 | 9.8826 | 10.0229 | 10.1654 | 10.3024
Lct_BB012b | MW | SEPD | Steady Progression | Kintore | 0.812 | 0.8297 | 0.84719 | 0.89888 | 0.95197 | 1.0211 | 1.1024 | 1.1902 | 1.2924 | 1.4124 | 1.5518 | 1.7138 | 1.9614 | 2.2486 | 2.5782 | 2.949 | 3.3633 | 3.8397 | 4.3527 | 4.8914 | 5.4471 | 5.8655 | 6.2586 | 6.6159 | 6.9261 | 7.185 | 7.438 | 7.4676 | 7.486 | 7.4963 | 7.5039 | 7.5039
Lct_BB013b | MW | SEPD | Steady Progression | Kintore | 0 | 0.001 | 0.00171 | 0.00311 | 0.00365 | 0.00435 | 0.00473 | 0.00857 | 0.01304 | 0.01822 | 0.02422 | 0.0311 | 0.04407 | 0.0592 | 0.07668 | 0.0966 | 0.11909 | 0.14498 | 0.17322 | 0.20326 | 0.23454 | 0.26458 | 0.2937 | 0.32115 | 0.34609 | 0.36811 | 0.38515 | 0.39276 | 0.39939 | 0.40513 | 0.41015 | 0.41043
Lct_BB014 | Number | SEPD | Steady Progression | Kintore | 52.5277 | 52.9308 | 61.0718 | 70.2295 | 81.2186 | 93.7562 | 108.1352 | 107.4612 | 122.4512 | 139.9708 | 159.7049 | 182.1857 | 317.4117 | 364.9533 | 420.4724 | 483.9326 | 557.1829 | 610.9711 | 671.359 | 739.0091 | 814.6655 | 900.0288 | 1268.4504 | 1405.5699 | 1557.8401 | 1730.1596 | 1923.7911 | 2212.6331 | 2544.9375 | 2926.6278 | 3365.2062 | 3869.3554
Other generation | MW | SEPD | Steady Progression | Kintore | 0 | 0.02 | 0.02 | 0.02 | 0.02 | 0.02 | 0.02 | 0.02 | 0.02 | 0.02 | 0.02 | 0.02 | 0.02 | 0.02 | 0.02 | 0.02 | 0.02 | 0.02 | 0.02 | 0.02 | 0.02 | 0.02 | 0.02 | 0.02 | 0.02 | 0.02 | 0.02 | 0.02 | 0.02 | 0.02 | 0.02 | 0.02
Srg_BB001 | MW | SEPD | Steady Progression | Kintore | 0 | 0.13793 | 0.17963 | 0.22228 | 0.26534 | 30.2975 | 30.3563 | 30.792 | 30.8738 | 30.9543 | 31.0431 | 31.1688 | 31.2667 | 31.3666 | 31.4689 | 31.5808 | 31.7468 | 31.8271 | 31.9109 | 31.9951 | 32.0796 | 32.1698 | 32.3205 | 32.4773 | 32.636 | 32.802 | 32.9537 | 32.9651 | 32.9763 | 32.9852 | 32.9927 | 33.0013
Srg_BB002 | MW | SEPD | Steady Progression | Kintore | 0 | 0 | 0.0049535 | 0.010114 | 0.015441 | 0.020924 | 0.026543 | 0.081248 | 0.11025 | 0.14071 | 0.17309 | 0.20786 | 0.21429 | 0.22053 | 0.22661 | 0.23258 | 0.23847 | 0.24426 | 0.24991 | 0.25554 | 0.26106 | 0.26656 | 0.38483 | 0.50636 | 0.63185 | 0.7612 | 0.89433 | 0.9086 | 0.91956 | 0.93032 | 0.94089 | 0.95129
Data centres (MW) | MW | SEPD | Steady Progression | Lairg | 0 | 0 | 0 | 0 | 0 | 0 | 0 | 0 | 0 | 0 | 0 | 0 | 0 | 0 | 0 | 0 | 0 | 0 | 0 | 0 | 0 | 0 | 0 | 0 | 0 | 0 | 0 | 0 | 0 | 0 | 0 | 0
Dem_BB001a | Number of homes (cumulative) | SEPD | Steady Progression | Lairg | 0 | 0 | 0 | 0 | 0 | 0 | 0 | 0 | 0 | 0 | 0 | 0 | 0 | 0 | 0 | 0 | 0 | 0.11269 | 0.23583 | 0.34433 | 0.44267 | 0.54634 | 0.60383 | 0.65106 | 0.68909 | 0.71931 | 0.74406 | 0.76426 | 0.78063 | 0.79252 | 0.80042 | 0.80416
Dem_BB002b | Floorspace (m2) (cumulative) | SEPD | Steady Progression | Lairg | 0 | 0 | 0 | 0 | 0 | 2400 | 2600 | 2800 | 3000 | 3200 | 3400 | 3600 | 3800 | 4000 | 4000 | 4000 | 4000 | 4000 | 4000 | 4000 | 4000 | 4000 | 4000 | 4000 | 4000 | 4000 | 4000 | 4000 | 4000 | 4000 | 4000 | 4000
Domestic direct electric heating | Number | SEPD | Steady Progression | Lairg | 204.2699 | 204.2696 | 204.2698 | 204.2698 | 204.2698 | 204.2698 | 204.2698 | 204.2698 | 204.2698 | 204.2698 | 204.2698 | 203.1219 | 202.555 | 201.9898 | 201.4273 | 200.9855 | 200.3671 | 200.2368 | 199.7918 | 199.4651 | 199.2557 | 199.0472 | 198.9566 | 198.8661 | 198.8913 | 198.9173 | 198.9441 | 198.9721 | 199.0013 | 199.032 | 199.0642 | 199.098
Gas: Hydrogen peaking | MW | SEPD | Steady Progression | Lairg | 0 | 0 | 0 | 0 | 0 | 0 | 0 | 0 | 0 | 0 | 0 | 0 | 0 | 0 | 0 | 0 | 0 | 0 | 0 | 0 | 0 | 0 | 0 | 0 | 0 | 0 | 0 | 0 | 0 | 0 | 0 | 0
Gen_BB001 | MW | SEPD | Steady Progression | Lairg | 0 | 0 | 0 | 0 | 0 | 0 | 0 | 0 | 0 | 0 | 0 | 0 | 0 | 0 | 0 | 0 | 0 | 0 | 0 | 0 | 0 | 0 | 0 | 0 | 0 | 0 | 0 | 0 | 0 | 0 | 0 | 0
Gen_BB004 | MW | SEPD | Steady Progression | Lairg | 0 | 0 | 0 | 0 | 0 | 0 | 0 | 0 | 0 | 0 | 0 | 0 | 0 | 0 | 0 | 0 | 0 | 0 | 0 | 0 | 0 | 0 | 0 | 0 | 0 | 0 | 0 | 0 | 0 | 0 | 0 | 0
Gen_BB005 | MW | SEPD | Steady Progression | Lairg | 0 | 0 | 0 | 0 | 0 | 0 | 0 | 0 | 0 | 0 | 0 | 0 | 0 | 0 | 0 | 0 | 0 | 0 | 0 | 0 | 0 | 0 | 0 | 0 | 0 | 0 | 0 | 0 | 0 | 0 | 0 | 0
Gen_BB006 | MW | SEPD | Steady Progression | Lairg | 0 | 0 | 0 | 0 | 0 | 0 | 0 | 0 | 0 | 0 | 0 | 0 | 0 | 0 | 0 | 0 | 0 | 0 | 0 | 0 | 0 | 0 | 0 | 0 | 0 | 0 | 0 | 0 | 0 | 0 | 0 | 0
Gen_BB008 | MW | SEPD | Steady Progression | Lairg | 0 | 0 | 0 | 0 | 0 | 0 | 0 | 0 | 0 | 0 | 0 | 0 | 0 | 0 | 0 | 0 | 0 | 0 | 0 | 0 | 0 | 0 | 0 | 0 | 0 | 0 | 0 | 0 | 0 | 0 | 0 | 0
Gen_BB010 | MW | SEPD | Steady Progression | Lairg | 0 | 0 | 0 | 0 | 0 | 0 | 0 | 0 | 0 | 0 | 0 | 0 | 0 | 0 | 0 | 0 | 0 | 0 | 0 | 0 | 0 | 0 | 0 | 0 | 0 | 0 | 0 | 0 | 0 | 0 | 0 | 0
Gen_BB011 | MW | SEPD | Steady Progression | Lairg | 0 | 0 | 0 | 0 | 0 | 0 | 0 | 0 | 0 | 0 | 0 | 0 | 0 | 0 | 0 | 0 | 0 | 0 | 0 | 0 | 0 | 0 | 0 | 0 | 0 | 0 | 0 | 0 | 0 | 0 | 0 | 0
Gen_BB012 | MW | SEPD | Steady Progression | Lairg | 0 | 0.00031302 | 0.0008146 | 0.0012284 | 0.0016039 | 0.0019094 | 0.0021768 | 0.0025619 | 0.0030492 | 0.0036829 | 0.0044346 | 0.0052982 | 0.0061205 | 0.00691 | 0.0076719 | 0.0084124 | 0.0091303 | 0.0098232 | 0.010507 | 0.011173 | 0.011829 | 0.012481 | 0.013014 | 0.013529 | 0.014024 | 0.014504 | 0.014968 | 0.015323 | 0.015671 | 0.01601 | 0.016343 | 0.016669
Gen_BB013 | MW | SEPD | Steady Progression | Lairg | 0.20538 | 0.20544 | 0.20547 | 0.20551 | 0.20554 | 0.2056 | 0.20565 | 0.2057 | 0.20576 | 0.20842 | 0.21161 | 0.21535 | 0.21898 | 0.22255 | 0.22603 | 0.22987 | 0.23365 | 0.23828 | 0.24203 | 0.24623 | 0.25096 | 0.25572 | 0.26056 | 0.26543 | 0.27088 | 0.27637 | 0.28192 | 0.28698 | 0.29212 | 0.2973 | 0.30254 | 0.30784
Gen_BB014 | MW | SEPD | Steady Progression | Lairg | 0 | 0 | 0 | 0 | 0 | 0 | 0 | 0 | 0 | 0 | 0 | 0 | 0 | 0 | 0 | 0 | 0 | 0 | 0 | 0 | 0 | 0 | 0 | 0 | 0 | 0 | 0 | 0 | 0 | 0 | 0 | 0
Gen_BB015 | MW | SEPD | Steady Progression | Lairg | 70.19 | 70.19 | 70.19 | 70.19 | 70.19 | 70.19 | 70.19 | 70.19 | 70.19 | 72.598 | 72.8942 | 73.9246 | 74.4851 | 74.7724 | 76.4563 | 78.956 | 79.2342 | 79.5093 | 89.2812 | 89.5497 | 89.8147 | 90.0765 | 90.3349 | 96.765 | 97.0167 | 97.265 | 97.5098 | 97.7559 | 98.0033 | 98.2518 | 98.5015 | 98.7525
Gen_BB016 | MW | SEPD | Steady Progression | Lairg | 0.25565 | 0.25565 | 0.25824 | 0.26118 | 0.26437 | 0.2679 | 0.27262 | 0.27936 | 0.29082 | 0.30991 | 0.33818 | 0.37164 | 0.40784 | 0.44361 | 0.47872 | 0.51328 | 0.5474 | 0.58086 | 0.61218 | 0.64132 | 0.66863 | 0.69405 | 0.71775 | 0.73995 | 0.7606 | 0.77982 | 0.79784 | 0.81492 | 0.83022 | 0.84407 | 0.85648 | 0.86769
Gen_BB017 | MW | SEPD | Steady Progression | Lairg | 0 | 0 | 0 | 0 | 0 | 0 | 0 | 0 | 0 | 0 | 0 | 0 | 0 | 0 | 0 | 0 | 0 | 0 | 0 | 0 | 0 | 0 | 0 | 0 | 0 | 0 | 0 | 0 | 0 | 0 | 0 | 0
Gen_BB018 | MW | SEPD | Steady Progression | Lairg | 0.145 | 0.145 | 0.145 | 0.145 | 0.14522 | 0.14609 | 0.14615 | 0.1464 | 0.14666 | 0.1467 | 0.14695 | 0.14699 | 0.14723 | 0.14747 | 0.1475 | 0.14774 | 0.14777 | 0.148 | 0.14803 | 0.14826 | 0.14829 | 0.14831 | 0.14854 | 0.14856 | 0.14879 | 0.1488 | 0.14882 | 0.14905 | 0.14906 | 0.14928 | 0.1493 | 0.14931
Hydrogen electrolysis | MW | SEPD | Steady Progression | Lairg | 0 | 0 | 0 | 0 | 0 | 0 | 0 | 0 | 0 | 0 | 0 | 0 | 0 | 0 | 0 | 0 | 0 | 0 | 0 | 0 | 0 | 0 | 0 | 0 | 0 | 0 | 0 | 0 | 0 | 0 | 0 | 0
Lct_BB001 | Number | SEPD | Steady Progression | Lairg | 3.8712 | 4.8795 | 6.9065 | 11.3385 | 16.3496 | 23.0927 | 31.7404 | 41.2616 | 52.8181 | 66.773 | 83.6289 | 127.3831 | 175.8739 | 224.3268 | 272.8567 | 321.3047 | 369.7754 | 435.5181 | 510.6941 | 590.0429 | 671.4462 | 761.061 | 848.1934 | 929.552 | 1003.1932 | 1069.2053 | 1100.8532 | 1121.3096 | 1141.791 | 1161.3639 | 1181.4466 | 1200.8755
Lct_BB003 | Number | SEPD | Steady Progression | Lairg | 0 | 0 | 0 | 0 | 0 | 0 | 0 | 0 | 0 | 0 | 0 | 0 | 0 | 0 | 0 | 0 | 0 | 0 | 0 | 0 | 0 | 0 | 0 | 0 | 0 | 0 | 0 | 0 | 0 | 0 | 0 | 0
Lct_BB005 | Number | SEPD | Steady Progression | Lairg | 27.642 | 28.4047 | 28.606 | 28.9613 | 29.5988 | 30.255 | 30.9249 | 31.799 | 31.9662 | 32.6677 | 34.2094 | 35.0803 | 45.3555 | 55.6557 | 65.951 | 76.3137 | 86.6731 | 101.6018 | 116.2958 | 131.0479 | 145.8133 | 160.5174 | 191.1089 | 221.7221 | 252.4358 | 283.2425 | 314.1735 | 339.7857 | 365.5397 | 391.4441 | 417.4984 | 443.7593
Lct_BB006 | Number | SEPD | Steady Progression | Lairg | 0 | 0 | 0 | 0 | 0 | 0 | 0 | 0 | 0 | 0 | 0 | 0 | 0 | 0 | 0 | 0 | 0 | 0 | 0 | 0 | 0 | 0 | 0 | 0 | 0 | 0 | 0 | 0 | 0 | 0 | 0 | 0
Lct_BB007 | Number | SEPD | Steady Progression | Lairg | 0 | 0 | 0 | 0 | 0 | 0 | 0 | 0 | 0 | 0 | 0 | 0 | 0 | 0 | 0 | 0 | 0 | 0 | 0 | 0 | 0 | 0 | 0 | 0 | 0 | 0 | 0 | 0 | 0 | 0 | 0 | 0
Lct_BB008 | Number | SEPD | Steady Progression | Lairg | 0 | 0 | 0 | 0 | 0 | 0 | 0 | 0 | 0 | 0 | 0 | 0 | 0 | 0 | 0 | 0 | 0 | 0 | 0 | 0 | 0 | 0 | 0 | 0 | 0 | 0 | 0 | 0 | 0 | 0 | 0 | 0
Lct_BB010b | MW | SEPD | Steady Progression | Lairg | 0.014 | 0.014 | 0.0154 | 0.0266 | 0.0336 | 0.063 | 0.1106 | 0.1358 | 0.1946 | 0.2632 | 0.32678 | 0.53884 | 0.76372 | 0.96492 | 1.1551 | 1.3159 | 1.4965 | 1.7949 | 2.1032 | 2.4577 | 3.0223 | 3.8736 | 4.4463 | 5.037 | 5.2285 | 5.5445 | 5.56 | 5.616 | 5.6482 | 5.6832 | 5.721 | 5.749
Lct_BB011b | MW | SEPD | Steady Progression | Lairg | 0 | 0 | 0.00241 | 0.00495 | 0.00749 | 0.01066 | 0.01428 | 0.0179 | 0.02186 | 0.02668 | 0.03226 | 0.03844 | 0.04776 | 0.0584 | 0.07035 | 0.08368 | 0.09879 | 0.11586 | 0.13403 | 0.15311 | 0.17236 | 0.19028 | 0.20719 | 0.22248 | 0.2357 | 0.24645 | 0.2548 | 0.2548 | 0.2548 | 0.2548 | 0.2548 | 0.2548
Lct_BB012b | MW | SEPD | Steady Progression | Lairg | 0 | 0 | 0 | 0.00043 | 0.00093 | 0.00164 | 0.00249 | 0.0032 | 0.00408 | 0.00512 | 0.00628 | 0.00762 | 0.00991 | 0.01253 | 0.01542 | 0.01858 | 0.02197 | 0.0258 | 0.02976 | 0.03377 | 0.03773 | 0.04104 | 0.04393 | 0.04637 | 0.04832 | 0.04971 | 0.05075 | 0.05075 | 0.05075 | 0.05075 | 0.05075 | 0.05075
Lct_BB013b | MW | SEPD | Steady Progression | Lairg | 0 | 0.0001 | 0.0002 | 0.00037 | 0.00043 | 0.00052 | 0.00056 | 0.00102 | 0.00156 | 0.00219 | 0.00292 | 0.00375 | 0.00531 | 0.00714 | 0.00926 | 0.01167 | 0.01439 | 0.01752 | 0.02093 | 0.02456 | 0.02834 | 0.03197 | 0.03549 | 0.03881 | 0.04182 | 0.04448 | 0.04654 | 0.04746 | 0.04826 | 0.04895 | 0.04955 | 0.04958
Lct_BB014 | Number | SEPD | Steady Progression | Lairg | 0.39201 | 0.39502 | 0.45578 | 0.52412 | 0.60614 | 0.6997 | 0.80701 | 0.55316 | 0.63032 | 0.7205 | 0.82209 | 0.93781 | 1.2534 | 1.4412 | 1.6604 | 1.911 | 2.2003 | 2.4127 | 2.6512 | 2.9183 | 3.2171 | 3.5542 | 5.2026 | 5.765 | 6.3895 | 7.0963 | 7.8905 | 9.0752 | 10.4381 | 12.0036 | 13.8025 | 15.8702
Other generation | MW | SEPD | Steady Progression | Lairg | 0 | 0 | 0 | 0 | 0 | 0 | 0 | 0 | 0 | 0 | 0 | 0 | 0 | 0 | 0 | 0 | 0 | 0 | 0 | 0 | 0 | 0 | 0 | 0 | 0 | 0 | 0 | 0 | 0 | 0 | 0 | 0
Srg_BB001 | MW | SEPD | Steady Progression | Lairg | 0 | 0 | 0.036006 | 0.073235 | 0.111 | 0.14757 | 0.20561 | 0.48311 | 0.57087 | 0.65843 | 0.75707 | 0.90528 | 0.91598 | 0.92483 | 0.93253 | 0.94901 | 1.0351 | 1.1146 | 1.209 | 1.304 | 1.3957 | 1.496 | 1.5268 | 1.5672 | 1.6105 | 1.6632 | 1.6953 | 1.7117 | 1.7278 | 1.7407 | 1.7515 | 1.7639
Srg_BB002 | MW | SEPD | Steady Progression | Lairg | 0 | 0 | 0.00020207 | 0.00040809 | 0.00061665 | 0.00082787 | 0.0010413 | 0.0030773 | 0.0041292 | 0.0052265 | 0.006384 | 0.0076161 | 0.007842 | 0.0080596 | 0.0082704 | 0.0084758 | 0.008677 | 0.0088737 | 0.0090643 | 0.0092534 | 0.009438 | 0.0096208 | 0.013534 | 0.017539 | 0.021658 | 0.025888 | 0.030225 | 0.030689 | 0.031044 | 0.031392 | 0.031733 | 0.032067
Data centres (MW) | MW | SEPD | Steady Progression | Lunanhead | 0 | 0 | 0 | 0 | 0 | 0 | 0 | 0 | 0 | 0 | 0 | 0 | 0 | 0 | 0 | 0 | 0 | 0 | 0 | 0 | 0 | 0 | 0 | 0 | 0 | 0 | 0 | 0 | 0 | 0 | 0 | 0
Dem_BB001a | Number of homes (cumulative) | SEPD | Steady Progression | Lunanhead | 0 | 97.617 | 202.4546 | 302.9501 | 396.47 | 459.9501 | 510.7646 | 558.5115 | 599.1624 | 640.9706 | 684.5881 | 729.6562 | 764.6562 | 786.6562 | 799.6562 | 812.6562 | 823.6562 | 833.1354 | 842.7518 | 851.176 | 857.4667 | 862.5853 | 865.2057 | 866.7154 | 867.1257 | 867.4518 | 867.7189 | 867.9368 | 868.1134 | 868.2417 | 868.327 | 868.3674
Dem_BB002b | Floorspace (m2) (cumulative) | SEPD | Steady Progression | Lunanhead | 0 | 38618.1818 | 69512.7273 | 95803.6364 | 124106.6667 | 154421.8182 | 178749.0909 | 203563.6364 | 213578.1818 | 228992.7273 | 244857.2727 | 255771.8182 | 264674.2424 | 270277.2727 | 273868.1818 | 276113.6364 | 277013.6364 | 277913.6364 | 278363.6364 | 278363.6364 | 278363.6364 | 278363.6364 | 278363.6364 | 278363.6364 | 278363.6364 | 278363.6364 | 278363.6364 | 278363.6364 | 278363.6364 | 278363.6364 | 278363.6364 | 278363.6364
Domestic direct electric heating | Number | SEPD | Steady Progression | Lunanhead | 1897.4955 | 1908.0791 | 1919.4193 | 1930.2193 | 1940.3713 | 1947.1751 | 1952.6829 | 1957.7588 | 1962.0787 | 1966.6146 | 1971.2585 | 1959.9372 | 1951.9085 | 1943.2369 | 1934.2927 | 1925.9025 | 1919.0278 | 1914.9256 | 1908.783 | 1902.9335 | 1897.1403 | 1891.5159 | 1887.234 | 1883.1115 | 1879.0367 | 1875.1233 | 1871.2574 | 1867.4393 | 1863.6692 | 1859.9469 | 1856.273 | 1852.6474
Gas: Hydrogen peaking | MW | SEPD | Steady Progression | Lunanhead | 0 | 0 | 0 | 0 | 0 | 0 | 0 | 0 | 0 | 0 | 0 | 0 | 0 | 0 | 0 | 0 | 0 | 0 | 0 | 0 | 0 | 0 | 0 | 0 | 0 | 0 | 0 | 0 | 0 | 0 | 0 | 0
Gen_BB001 | MW | SEPD | Steady Progression | Lunanhead | 0 | 0 | 0 | 0 | 0 | 0 | 0 | 0 | 0 | 0 | 0 | 0 | 0 | 0 | 0 | 0 | 0 | 0 | 0 | 0 | 0 | 0 | 0 | 0 | 0 | 0 | 0 | 0 | 0 | 0 | 0 | 0
Gen_BB004 | MW | SEPD | Steady Progression | Lunanhead | 2 | 2 | 2 | 2 | 2 | 2 | 2 | 2 | 2 | 2 | 2 | 2 | 2 | 2 | 2 | 2 | 2 | 2 | 2 | 2 | 2 | 2 | 2 | 2 | 2 | 2 | 2 | 2 | 2 | 2 | 2 | 2
Gen_BB005 | MW | SEPD | Steady Progression | Lunanhead | 0 | 0 | 0 | 0 | 0 | 0 | 0 | 0 | 0 | 0 | 0 | 0 | 0 | 0 | 0 | 0 | 0 | 0 | 0 | 0 | 0 | 0 | 0 | 0 | 0 | 0 | 0 | 0 | 0 | 0 | 0 | 0
Gen_BB006 | MW | SEPD | Steady Progression | Lunanhead | 0 | 0 | 0 | 0 | 0 | 0 | 0 | 0 | 0 | 0 | 0 | 0 | 0 | 0 | 0 | 0 | 0 | 0 | 0 | 0 | 0 | 0 | 0 | 0 | 0 | 0 | 0 | 0 | 0 | 0 | 0 | 0
Gen_BB008 | MW | SEPD | Steady Progression | Lunanhead | 0 | 0 | 0 | 0 | 0 | 0 | 0 | 0 | 0 | 0 | 0 | 0 | 0 | 0 | 0 | 0 | 0 | 0 | 0 | 0 | 0 | 0 | 0 | 0 | 0 | 0 | 0 | 0 | 0 | 0 | 0 | 0
Gen_BB010 | MW | SEPD | Steady Progression | Lunanhead | 1 | bar: 2020 to 2050
Gen_BB011 | MW | SEPD | Steady Progression | Lunanhead | 0 | 0 | 0 | 0 | 0 | 0 | 0 | 0 | 0 | 0 | 0 | 0 | 0 | 0 | 0 | 0 | 0 | 0 | 0 | 0 | 0 | 0 | 0 | 0 | 0 | 0 | 0 | 0 | 0 | 0 | 0 | 0
Gen_BB012 | MW | SEPD | Steady Progression | Lunanhead | 11.485 | 16.5325 | 16.6067 | 16.671 | 16.7308 | 16.7805 | 16.6991 | 17.1559 | 17.7643 | 18.6605 | 19.8464 | 21.4577 | 23.4774 | 25.903 | 28.2616 | 31.3953 | 33.2015 | 33.8132 | 34.8641 | 35.4731 | 36.7708 | 38.0679 | 39.2295 | 40.2666 | 41.1787 | 41.7187 | 42.1644 | 43.878 | 45.5968 | 46.0412 | 46.6917 | 47.1357
Gen_BB013 | MW | SEPD | Steady Progression | Lunanhead | 2.2179 | 2.239 | 2.269 | 2.2981 | 2.3273 | 2.3507 | 2.3717 | 2.397 | 2.4257 | 2.4682 | 2.518 | 2.5755 | 2.6331 | 2.6889 | 2.744 | 2.801 | 2.8598 | 2.9192 | 2.9771 | 3.0362 | 3.0958 | 3.1566 | 3.2178 | 3.2799 | 3.3425 | 3.4062 | 3.4705 | 3.5288 | 3.5878 | 3.6474 | 3.7077 | 3.7687
Gen_BB014 | MW | SEPD | Steady Progression | Lunanhead | 0 | 0 | 0 | 0 | 0 | 0 | 0 | 0 | 0 | 0 | 0 | 0 | 0 | 0 | 0 | 0 | 0 | 0 | 0 | 0 | 0 | 0 | 0 | 0 | 0 | 0 | 0 | 0 | 0 | 0 | 0 | 0
Gen_BB015 | MW | SEPD | Steady Progression | Lunanhead | 6.4 | 6.4 | 6.4 | 6.4 | 6.4 | 6.4 | 6.4 | 6.4 | 6.4 | 7.8626 | 8.0425 | 8.6683 | 9.0088 | 9.1833 | 10.206 | 11.7243 | 11.8933 | 12.0604 | 12.2256 | 12.3886 | 12.5496 | 12.7086 | 12.8656 | 13.0205 | 14.7734 | 14.9242 | 15.0729 | 15.2224 | 15.3726 | 15.5236 | 15.6752 | 15.8277
Gen_BB016 | MW | SEPD | Steady Progression | Lunanhead | 4.8653 | 4.8653 | 4.8669 | 4.8686 | 4.8706 | 4.8727 | 4.8756 | 4.8797 | 4.8866 | 4.8982 | 4.9154 | 4.9357 | 4.9577 | 4.9794 | 5.0008 | 5.0218 | 5.0425 | 5.0628 | 5.0818 | 5.0995 | 5.1161 | 5.1316 | 5.146 | 5.1594 | 5.172 | 5.1837 | 5.1946 | 5.205 | 5.2143 | 5.2227 | 5.2302 | 5.237
Gen_BB017 | MW | SEPD | Steady Progression | Lunanhead | 0 | 0 | 0 | 0 | 0 | 0 | 0 | 0 | 0 | 0 | 0 | 0 | 0 | 0 | 0 | 0 | 0 | 0 | 0 | 0 | 0 | 0 | 0 | 0 | 0 | 0 | 0 | 0 | 0 | 0 | 0 | 0
Gen_BB018 | MW | SEPD | Steady Progression | Lunanhead | 1.7054 | 1.7054 | 1.7054 | 1.7054 | 1.7072 | 1.7143 | 1.7147 | 1.7168 | 1.7189 | 1.7192 | 1.7212 | 1.7216 | 1.7235 | 1.7255 | 1.7257 | 1.7277 | 1.7279 | 1.7298 | 1.7301 | 1.7319 | 1.7321 | 1.7323 | 1.7342 | 1.7344 | 1.7362 | 1.7364 | 1.7365 | 1.7383 | 1.7384 | 1.7403 | 1.7404 | 1.7405
Hydrogen electrolysis | MW | SEPD | Steady Progression | Lunanhead | 0 | 0 | 0 | 0 | 0 | 0 | 0 | 0 | 0 | 0 | 0 | 0 | 0 | 0 | 0 | 0 | 0 | 0 | 0 | 0 | 0 | 0 | 0 | 0 | 0 | 0 | 0 | 0 | 0 | 0 | 0 | 0
Lct_BB001 | Number | SEPD | Steady Progression | Lunanhead | 60.767 | 77.1269 | 113.597 | 189.4361 | 278.1414 | 397.291 | 552.0355 | 726.1809 | 940.1515 | 1202.4799 | 1522.4379 | 2083.0567 | 2798.9695 | 3517.5845 | 4239.032 | 4963.6291 | 5691.6373 | 6646.7002 | 7823.7733 | 9077.3423 | 10377.5309 | 11817.9281 | 13238.5789 | 14590.2212 | 15842.408 | 16993.0503 | 17932.4135 | 18359.8819 | 18792.4428 | 19216.1495 | 19650.9426 | 20068.7358
Lct_BB003 | Number | SEPD | Steady Progression | Lunanhead | 2.6294 | 3.0719 | 4.1828 | 5.9873 | 8.0701 | 10.552 | 13.54 | 17.474 | 21.9397 | 27.1922 | 33.6227 | 41.9057 | 52.1849 | 64.7738 | 80.3791 | 99.4333 | 122.8579 | 150.8078 | 183.7497 | 221.2378 | 262.3685 | 309.2625 | 358.3721 | 407.934 | 455.2137 | 499.1769 | 537.5389 | 570.0052 | 597.5454 | 619.8231 | 637.9047 | 652.9536
Lct_BB005 | Number | SEPD | Steady Progression | Lunanhead | 84.3611 | 97.5502 | 103.7506 | 112.6647 | 125.5553 | 136.7965 | 147.9822 | 161.1076 | 165.424 | 171.2234 | 181.2004 | 188.0944 | 245.702 | 302.8692 | 360.0995 | 417.609 | 475.647 | 556.8765 | 637.6268 | 718.3098 | 798.8908 | 879.3265 | 1044.5077 | 1210.0723 | 1376.0323 | 1542.5693 | 1709.8496 | 1849.378 | 1989.664 | 2130.8878 | 2273.1616 | 2414.7758
Lct_BB006 | Number | SEPD | Steady Progression | Lunanhead | 0 | 0 | 0.9829 | 1.957 | 2.9196 | 3.8731 | 4.8156 | 11.7041 | 18.4919 | 27.3375 | 36.053 | 44.6377 | 67.8605 | 90.8935 | 113.7332 | 136.3808 | 158.8384 | 169.7925 | 180.606 | 191.2754 | 201.8034 | 212.1904 | 238.6783 | 264.7231 | 290.3231 | 315.4801 | 340.1931 | 388.3014 | 436.4097 | 484.518 | 532.6263 | 580.7346
Lct_BB007 | Number | SEPD | Steady Progression | Lunanhead | 31.603 | 33.8463 | 33.2637 | 35.4956 | 37.5388 | 39.4744 | 41.502 | 44.05 | 44.5804 | 45.2164 | 46.5514 | 47.2966 | 56.4595 | 65.6224 | 74.7854 | 83.9483 | 93.1112 | 106.1664 | 119.1573 | 132.0839 | 144.9464 | 157.7446 | 184.5147 | 211.2849 | 238.055 | 264.8252 | 291.5953 | 313.6276 | 335.6599 | 357.6922 | 379.7245 | 401.7568
Lct_BB008 | Number | SEPD | Steady Progression | Lunanhead | 0 | 0 | 0.06537 | 0.13009 | 0.19416 | 0.25758 | 0.3203 | 0.77674 | 1.2266 | 1.6701 | 2.1069 | 2.5373 | 3.7013 | 4.8558 | 6.0006 | 7.1359 | 8.2617 | 8.8108 | 9.3528 | 9.8877 | 10.4155 | 10.9361 | 12.2639 | 13.5695 | 14.8528 | 16.1139 | 17.3527 | 19.7642 | 22.1757 | 24.5872 | 26.9987 | 29.4102
Lct_BB010b | MW | SEPD | Steady Progression | Lunanhead | 0.49 | 0.56431 | 0.66906 | 0.89672 | 1.1952 | 1.6403 | 2.2117 | 2.8364 | 3.4999 | 4.356 | 5.3396 | 7.5094 | 9.6064 | 11.5073 | 13.4592 | 15.4476 | 17.4808 | 20.8935 | 24.6587 | 30.8848 | 37.7919 | 44.7421 | 49.2632 | 52.3681 | 54.8735 | 56.4287 | 56.7769 | 57.1759 | 57.5483 | 57.8619 | 58.2427 | 58.6403
Lct_BB011b | MW | SEPD | Steady Progression | Lunanhead | 0.157 | 0.1659 | 0.19219 | 0.2318 | 0.27115 | 0.31813 | 0.37347 | 0.42982 | 0.49373 | 0.56711 | 0.65174 | 0.74902 | 0.88722 | 1.047 | 1.2305 | 1.4373 | 1.6695 | 1.9349 | 2.2237 | 2.5277 | 2.8415 | 3.1422 | 3.4317 | 3.7013 | 3.942 | 4.1495 | 4.325 | 4.3883 | 4.45 | 4.5117 | 4.5742 | 4.6344
Lct_BB012b | MW | SEPD | Steady Progression | Lunanhead | 0.687 | 0.6918 | 0.6966 | 0.71325 | 0.73037 | 0.7529 | 0.77886 | 0.80936 | 0.84526 | 0.88731 | 0.93661 | 0.99415 | 1.0838 | 1.1882 | 1.3083 | 1.4444 | 1.5966 | 1.7721 | 1.962 | 2.1621 | 2.3695 | 2.5617 | 2.7452 | 2.9157 | 3.0673 | 3.1977 | 3.3252 | 3.3541 | 3.3768 | 3.3937 | 3.4061 | 3.4061
Lct_BB013b | MW | SEPD | Steady Progression | Lunanhead | 0 | 0.0002 | 0.00036 | 0.00065 | 0.00076 | 0.00091 | 0.00099 | 0.00179 | 0.00273 | 0.00382 | 0.00508 | 0.00652 | 0.00924 | 0.01241 | 0.01608 | 0.02025 | 0.02496 | 0.03039 | 0.03631 | 0.04261 | 0.04917 | 0.05547 | 0.06158 | 0.06733 | 0.07256 | 0.07718 | 0.08075 | 0.08234 | 0.08373 | 0.08493 | 0.08598 | 0.08604
Lct_BB014 | Number | SEPD | Steady Progression | Lunanhead | 20.7358 | 20.8949 | 24.1087 | 27.7238 | 32.0618 | 37.0112 | 42.6874 | 52.326 | 59.6251 | 68.1559 | 77.765 | 88.7116 | 154.4549 | 177.589 | 204.6051 | 235.4853 | 271.1294 | 297.3032 | 326.6884 | 359.6074 | 396.4224 | 437.9608 | 595.3512 | 659.7087 | 731.1772 | 812.0559 | 902.9374 | 1038.5063 | 1194.4744 | 1373.622 | 1579.4701 | 1816.0942
Other generation | MW | SEPD | Steady Progression | Lunanhead | 0 | 0 | 0 | 0 | 0 | 0 | 0 | 0 | 0 | 0 | 0 | 0 | 0 | 0 | 0 | 0 | 0 | 0 | 0 | 0 | 0 | 0 | 0 | 0 | 0 | 0 | 0 | 0 | 0 | 0 | 0 | 0
Srg_BB001 | MW | SEPD | Steady Progression | Lunanhead | 0 | 0.24065 | 10.267 | 10.2945 | 10.322 | 10.3494 | 10.3787 | 10.7905 | 10.8237 | 10.8591 | 10.8976 | 10.947 | 11.106 | 11.2707 | 11.4411 | 11.6204 | 11.8286 | 11.8912 | 11.9566 | 12.0226 | 12.0889 | 12.1592 | 12.3957 | 12.6351 | 12.8765 | 13.1217 | 13.3593 | 13.3656 | 13.3717 | 13.3767 | 13.381 | 13.3859
Srg_BB002 | MW | SEPD | Steady Progression | Lunanhead | 0 | 0 | 0.0022083 | 0.0044736 | 0.0067801 | 0.009127 | 0.011509 | 0.034367 | 0.04627 | 0.058697 | 0.071818 | 0.085798 | 0.088364 | 0.090837 | 0.093236 | 0.095575 | 0.097868 | 0.10011 | 0.10229 | 0.10445 | 0.10656 | 0.10865 | 0.15342 | 0.19927 | 0.24644 | 0.29491 | 0.34464 | 0.34996 | 0.35404 | 0.35803 | 0.36194 | 0.36578
Data centres (MW) | MW | SEPD | Steady Progression | Lyndhurst | 0 | 0 | 0 | 0 | 0 | 0 | 0 | 0 | 0 | 0 | 0 | 0 | 0 | 0 | 0 | 0 | 0 | 0 | 0 | 0 | 0 | 0 | 0 | 0 | 0 | 0 | 0 | 0 | 0 | 0 | 0 | 0
Dem_BB001a | Number of homes (cumulative) | SEPD | Steady Progression | Lyndhurst | 0 | 15.5205 | 87.2582 | 174.0927 | 253.5174 | 327.3404 | 396.2223 | 432.0359 | 457.7519 | 481.4375 | 520.1197 | 545.9447 | 566.4804 | 577.4804 | 583.4804 | 589.4804 | 591.4804 | 593.9577 | 596.5719 | 598.9943 | 601.2833 | 602.3931 | 603.0085 | 603.5142 | 603.9213 | 604.2447 | 604.5097 | 604.7259 | 604.9012 | 605.0284 | 605.113 | 605.1531
Dem_BB002b | Floorspace (m2) (cumulative) | SEPD | Steady Progression | Lyndhurst | 0 | 0 | 3185 | 4881.5 | 12978 | 20197 | 33191 | 38477.5 | 41454 | 44818 | 48569.5 | 53276 | 56120 | 58955 | 60550 | 61452.5 | 63397.5 | 63912.5 | 64370 | 64742.5 | 64957.5 | 65172.5 | 65322.5 | 65472.5 | 65600 | 65600 | 65600 | 65600 | 65600 | 65600 | 65600 | 65600
Domestic direct electric heating | Number | SEPD | Steady Progression | Lyndhurst | 974.5891 | 976.3148 | 984.093 | 993.4895 | 1002.1297 | 1010.1218 | 1017.5739 | 1021.4618 | 1024.2697 | 1026.8616 | 1031.0736 | 1029.4486 | 1026.2771 | 1023.4012 | 1020.8093 | 1018.6111 | 1016.6629 | 1016.4677 | 1015.2376 | 1014.3849 | 1013.6727 | 1013.2138 | 1014.1662 | 1015.3672 | 1016.6991 | 1018.1614 | 1019.6403 | 1021.1368 | 1022.6514 | 1024.1844 | 1025.7365 | 1027.3081
Gas: Hydrogen peaking | MW | SEPD | Steady Progression | Lyndhurst | 0 | 0 | 0 | 0 | 0 | 0 | 0 | 0 | 0 | 0 | 0 | 0 | 0 | 0 | 0 | 0 | 0 | 0 | 0 | 0 | 0 | 0 | 0 | 0 | 0 | 0 | 0 | 0 | 0 | 0 | 0 | 0
Gen_BB001 | MW | SEPD | Steady Progression | Lyndhurst | 0.086 | 0.086 | 0.086 | 0.086 | 0.086 | 0.086 | 0.086 | 0.086 | 0.086 | 0.086 | 0.086 | 0.086 | 0.086 | 0.086 | 0.086 | 0.086 | 0.086 | 0.086 | 0.086 | 0.086 | 0.086 | 0.086 | 0.086 | 0.086 | 0.086 | 0.086 | 0.086 | 0.086 | 0.086 | 0.086 | 0.086 | 0.086
Gen_BB004 | MW | SEPD | Steady Progression | Lyndhurst | 0 | 0 | 0 | 0 | 0 | 0 | 0 | 0 | 0 | 0 | 0 | 0 | 0 | 0 | 0 | 0 | 0 | 0 | 0 | 0 | 0 | 0 | 0 | 0 | 0 | 0 | 0 | 0 | 0 | 0 | 0 | 0
Gen_BB005 | MW | SEPD | Steady Progression | Lyndhurst | 0 | 0 | 0 | 0 | 0 | 0 | 0 | 0 | 0 | 0 | 0 | 0 | 0 | 0 | 0 | 0 | 0 | 0 | 0 | 0 | 0 | 0 | 0 | 0 | 0 | 0 | 0 | 0 | 0 | 0 | 0 | 0
Gen_BB006 | MW | SEPD | Steady Progression | Lyndhurst | 0 | 0 | 0 | 0 | 0 | 0 | 0 | 0 | 0 | 0 | 0 | 0 | 0 | 0 | 0 | 0 | 0 | 0 | 0 | 0 | 0 | 0 | 0 | 0 | 0 | 0 | 0 | 0 | 0 | 0 | 0 | 0
Gen_BB008 | MW | SEPD | Steady Progression | Lyndhurst | 0 | 0 | 0 | 0 | 0 | 0 | 0 | 0 | 0 | 0 | 0 | 0 | 0 | 0 | 0 | 0 | 0 | 0 | 0 | 0 | 0 | 0 | 0 | 0 | 0 | 0 | 0 | 0 | 0 | 0 | 0 | 0
Gen_BB010 | MW | SEPD | Steady Progression | Lyndhurst | 0 | 0 | 0 | 0 | 0 | 0 | 0 | 0 | 0 | 0 | 0 | 0 | 0 | 0 | 0 | 0 | 0 | 0 | 0 | 0 | 0 | 0 | 0 | 0 | 0 | 0 | 0 | 0 | 0 | 0 | 0 | 0
Gen_BB011 | MW | SEPD | Steady Progression | Lyndhurst | 0 | 0 | 0 | 0 | 0 | 0 | 0 | 0 | 0 | 0 | 0 | 0 | 0 | 0 | 0 | 0 | 0 | 0 | 0 | 0 | 0 | 0 | 0 | 0 | 0 | 0 | 0 | 0 | 0 | 0 | 0 | 0
Gen_BB012 | MW | SEPD | Steady Progression | Lyndhurst | 0.48571 | 0.48635 | 0.48745 | 0.48843 | 0.48939 | 0.49021 | 0.49097 | 0.49211 | 0.49366 | 0.49565 | 0.49816 | 0.50124 | 0.50436 | 0.50751 | 0.51071 | 0.51396 | 0.51724 | 0.52052 | 0.52386 | 0.52721 | 0.53061 | 0.53406 | 0.53697 | 0.53983 | 0.54265 | 0.54543 | 0.54818 | 0.5503 | 0.5524 | 0.55448 | 0.55654 | 0.55857
Gen_BB013 | MW | SEPD | Steady Progression | Lyndhurst | 0.40652 | 0.42063 | 0.44968 | 0.4795 | 0.50881 | 0.53608 | 0.56248 | 0.58793 | 0.61672 | 0.64896 | 0.69096 | 0.73519 | 0.77912 | 0.82365 | 0.86905 | 0.91602 | 0.96379 | 1.0128 | 1.061 | 1.1107 | 1.1616 | 1.2141 | 1.2685 | 1.3245 | 1.3817 | 1.44 | 1.499 | 1.5533 | 1.6083 | 1.664 | 1.7204 | 1.7777
Gen_BB014 | MW | SEPD | Steady Progression | Lyndhurst | 0 | 0 | 0 | 0 | 0 | 0 | 0 | 0 | 0 | 0 | 0 | 0 | 0 | 0 | 0 | 0 | 0 | 0 | 0 | 0 | 0 | 0 | 0 | 0 | 0 | 0 | 0 | 0 | 0 | 0 | 0 | 0
Gen_BB015 | MW | SEPD | Steady Progression | Lyndhurst | 3.5 | 3.5 | 3.5 | 3.5 | 3.5 | 3.5 | 3.5 | 3.5 | 3.5 | 3.5 | 3.5 | 3.5 | 3.5 | 3.5 | 3.5 | 3.5 | 3.5 | 3.5 | 3.5 | 3.5 | 3.5 | 3.5 | 3.5 | 3.5 | 3.5 | 3.5 | 3.5 | 3.5 | 3.5 | 3.5 | 3.5 | 3.5
Gen_BB016 | MW | SEPD | Steady Progression | Lyndhurst | 0 | 0 | 0 | 0 | 0 | 0 | 0 | 0 | 0 | 0 | 0 | 0 | 0 | 0 | 0 | 0 | 0 | 0 | 0 | 0 | 0 | 0 | 0 | 0 | 0 | 0 | 0 | 0 | 0 | 0 | 0 | 0
Gen_BB017 | MW | SEPD | Steady Progression | Lyndhurst | 0 | 0 | 0 | 0 | 0 | 0 | 0 | 0 | 0 | 0 | 0 | 0 | 0 | 0 | 0 | 0 | 0 | 0 | 0 | 0 | 0 | 0 | 0 | 0 | 0 | 0 | 0 | 0 | 0 | 0 | 0 | 0
Gen_BB018 | MW | SEPD | Steady Progression | Lyndhurst | 4.75 | 4.75 | 4.75 | 4.75 | 4.7579 | 4.7903 | 4.7923 | 4.8018 | 4.8111 | 4.8127 | 4.8218 | 4.8233 | 4.8321 | 4.8411 | 4.8422 | 4.8511 | 4.8522 | 4.8607 | 4.8618 | 4.8703 | 4.8712 | 4.872 | 4.8805 | 4.8813 | 4.8896 | 4.8903 | 4.8909 | 4.8993 | 4.8998 | 4.908 | 4.9085 | 4.9091
Hydrogen electrolysis | MW | SEPD | Steady Progression | Lyndhurst | 0 | 0 | 0 | 0 | 0 | 0 | 0 | 0 | 0 | 0 | 0 | 0 | 0 | 0 | 0 | 0 | 0 | 0 | 0 | 0 | 0 | 0 | 0 | 0 | 0 | 0 | 0 | 0 | 0 | 0 | 0 | 0
Lct_BB001 | Number | SEPD | Steady Progression | Lyndhurst | 28.8306 | 36.6929 | 53.3149 | 89.0289 | 131.5397 | 189.0563 | 264.4507 | 349.9865 | 456.1053 | 587.2908 | 748.7661 | 1107.9629 | 1635.1982 | 2163.1179 | 2691.6786 | 3221.0397 | 3751.2719 | 4389.6734 | 5176.6431 | 6015.9552 | 6887.3268 | 7854.4436 | 8808.7046 | 9716.226 | 10555.9836 | 11325.8822 | 12017.8024 | 12278.5407 | 12540.282 | 12793.1558 | 13051.2656 | 13293.1254
Lct_BB003 | Number | SEPD | Steady Progression | Lyndhurst | 0 | 0 | 0.29713 | 0.53225 | 0.80516 | 1.1297 | 1.5204 | 2.1622 | 2.8185 | 3.9385 | 5.3334 | 7.0695 | 9.3134 | 11.8893 | 15.1102 | 19.0807 | 24.0014 | 29.9285 | 36.9783 | 45.083 | 54.0728 | 64.3939 | 75.3241 | 86.4891 | 97.2976 | 107.5066 | 116.6027 | 124.4922 | 131.3604 | 137.1149 | 141.9731 | 146.1788
Lct_BB005 | Number | SEPD | Steady Progression | Lyndhurst | 16.423 | 23.1163 | 27.162 | 34.0282 | 43.5785 | 52.3596 | 61.3521 | 70.1077 | 72.986 | 75.4155 | 79.7654 | 82.6549 | 103.5782 | 124.5888 | 145.8924 | 167.5278 | 189.3166 | 219.1403 | 248.8299 | 278.7383 | 308.7754 | 339.1077 | 399.7812 | 460.9268 | 522.5183 | 584.6126 | 647.1115 | 700.2295 | 753.8584 | 807.9917 | 862.7715 | 918.13
Lct_BB006 | Number | SEPD | Steady Progression | Lyndhurst | 0 | 0 | 1.0487 | 2.0876 | 3.1152 | 4.1321 | 5.1371 | 12.4683 | 19.6968 | 30.0385 | 40.2268 | 50.2645 | 77.4135 | 104.3398 | 131.0423 | 157.5197 | 183.7751 | 196.5826 | 209.2231 | 221.6991 | 234.0084 | 246.1537 | 277.1221 | 307.5715 | 337.501 | 366.9141 | 395.8067 | 452.0488 | 508.2909 | 564.533 | 620.7751 | 677.0172
Lct_BB007 | Number | SEPD | Steady Progression | Lyndhurst | 25.9473 | 27.7892 | 27.3109 | 29.1434 | 30.821 | 32.4101 | 34.0748 | 36.1669 | 36.6024 | 37.1245 | 38.2206 | 38.8324 | 46.3556 | 53.8787 | 61.4019 | 68.9251 | 76.4482 | 87.1671 | 97.8332 | 108.4466 | 119.0072 | 129.515 | 151.4945 | 173.474 | 195.4534 | 217.4329 | 239.4123 | 257.5018 | 275.5913 | 293.6808 | 311.7702 | 329.8597
Lct_BB008 | Number | SEPD | Steady Progression | Lyndhurst | 0 | 0 | 0.05367 | 0.1068 | 0.15941 | 0.21147 | 0.26298 | 0.63776 | 1.0072 | 1.3712 | 1.7299 | 2.0832 | 3.0389 | 3.9868 | 4.9268 | 5.859 | 6.7833 | 7.2341 | 7.679 | 8.1183 | 8.5516 | 8.9791 | 10.0692 | 11.1412 | 12.1948 | 13.2302 | 14.2473 | 16.2273 | 18.2072 | 20.1872 | 22.1672 | 24.1472
Lct_BB010b | MW | SEPD | Steady Progression | Lyndhurst | 0.168 | 0.20178 | 0.25844 | 0.36205 | 0.49626 | 0.66488 | 0.90053 | 1.1599 | 1.4921 | 1.8614 | 2.3361 | 3.6245 | 4.9672 | 6.2533 | 7.5897 | 8.8838 | 10.2977 | 12.1763 | 14.1438 | 16.5299 | 19.7388 | 23.3491 | 26.6889 | 29.8782 | 32.2404 | 34.153 | 34.5888 | 35.1614 | 35.7732 | 36.2338 | 36.7784 | 37.1746
Lct_BB011b | MW | SEPD | Steady Progression | Lyndhurst | 0.081 | 0.0889 | 0.09708 | 0.11491 | 0.13295 | 0.15461 | 0.18011 | 0.20588 | 0.23524 | 0.26893 | 0.30769 | 0.35226 | 0.41475 | 0.48731 | 0.57077 | 0.66533 | 0.77193 | 0.89397 | 1.0268 | 1.1676 | 1.3135 | 1.4556 | 1.5937 | 1.7237 | 1.8416 | 1.9453 | 2.0347 | 2.0763 | 2.1167 | 2.1571 | 2.1981 | 2.2374
Lct_BB012b | MW | SEPD | Steady Progression | Lyndhurst | 0.612 | 0.6185 | 0.625 | 0.64265 | 0.66072 | 0.68396 | 0.71169 | 0.73897 | 0.77058 | 0.80726 | 0.84963 | 0.89856 | 0.97218 | 1.0568 | 1.1532 | 1.2611 | 1.3807 | 1.5174 | 1.6637 | 1.8163 | 1.9722 | 2.1152 | 2.2497 | 2.3724 | 2.4793 | 2.5689 | 2.6574 | 2.6661 | 2.6708 | 2.6728 | 2.6743 | 2.6743
Lct_BB013b | MW | SEPD | Steady Progression | Lyndhurst | 0 | 0 | 0 | 0 | 0 | 0 | 0 | 0 | 0 | 0 | 0 | 0 | 0 | 0 | 0 | 0 | 0 | 0 | 0 | 0 | 0 | 0 | 0 | 0 | 0 | 0 | 0 | 0 | 0 | 0 | 0 | 0
Lct_BB014 | Number | SEPD | Steady Progression | Lyndhurst | 34.7068 | 34.9731 | 40.3521 | 46.4029 | 53.6638 | 61.9478 | 71.4485 | 103.0673 | 117.4445 | 134.2477 | 153.1749 | 174.7365 | 294.8473 | 339.0092 | 390.5815 | 449.5304 | 517.5734 | 567.5378 | 623.6328 | 686.4738 | 756.7518 | 836.0467 | 1098.3043 | 1217.031 | 1348.8761 | 1498.0812 | 1665.7395 | 1915.8371 | 2203.5672 | 2534.0587 | 2913.8076 | 3350.3317
Other generation | MW | SEPD | Steady Progression | Lyndhurst | 0 | 0 | 0 | 0 | 0 | 0 | 0 | 0 | 0 | 0 | 0 | 0 | 0 | 0 | 0 | 0 | 0 | 0 | 0 | 0 | 0 | 0 | 0 | 0 | 0 | 0 | 0 | 0 | 0 | 0 | 0 | 0
Srg_BB001 | MW | SEPD | Steady Progression | Lyndhurst | 0 | 0.17315 | 0.19226 | 50.1114 | 50.1306 | 50.1498 | 50.17 | 50.4609 | 50.4825 | 50.5041 | 50.5261 | 50.5505 | 50.6639 | 50.7813 | 50.9029 | 51.029 | 51.1623 | 51.1918 | 51.2214 | 51.2511 | 51.2807 | 51.3105 | 51.474 | 51.6378 | 51.8017 | 51.9659 | 52.1294 | 52.13 | 52.1306 | 52.131 | 52.1314 | 52.1319
Srg_BB002 | MW | SEPD | Steady Progression | Lyndhurst | 0 | 0 | 0.00043162 | 0.0008886 | 0.0013672 | 0.0018653 | 0.0023809 | 0.0074688 | 0.010212 | 0.013175 | 0.016426 | 0.020037 | 0.020726 | 0.021412 | 0.022099 | 0.022789 | 0.023484 | 0.024181 | 0.024873 | 0.025575 | 0.026276 | 0.026984 | 0.042396 | 0.058416 | 0.07514 | 0.092556 | 0.11066 | 0.11261 | 0.11413 | 0.11562 | 0.1171 | 0.11856
Data centres (MW) | MW | SEPD | Steady Progression | MILLENNIUM WINDFARM AUX GSP | 0 | 0 | 0 | 0 | 0 | 0 | 0 | 0 | 0 | 0 | 0 | 0 | 0 | 0 | 0 | 0 | 0 | 0 | 0 | 0 | 0 | 0 | 0 | 0 | 0 | 0 | 0 | 0 | 0 | 0 | 0 | 0
Dem_BB001a | Number of homes (cumulative) | SEPD | Steady Progression | MILLENNIUM WINDFARM AUX GSP | 0 | 0 | 0 | 0 | 0 | 0 | 0 | 0 | 0 | 0 | 0 | 0 | 0 | 0 | 0 | 0 | 0 | 0.0092426 | 0.019342 | 0.028241 | 0.036305 | 0.050446 | 0.058288 | 0.064731 | 0.069919 | 0.07404 | 0.077417 | 0.080171 | 0.082404 | 0.084026 | 0.085103 | 0.085614
Dem_BB002b | Floorspace (m2) (cumulative) | SEPD | Steady Progression | MILLENNIUM WINDFARM AUX GSP | 0 | 0 | 0 | 0 | 0 | 0 | 0 | 0 | 0 | 0 | 0 | 0 | 0 | 0 | 0 | 0 | 0 | 0 | 0 | 0 | 0 | 0 | 0 | 0 | 0 | 0 | 0 | 0 | 0 | 0 | 0 | 0
Domestic direct electric heating | Number | SEPD | Steady Progression | MILLENNIUM WINDFARM AUX GSP | 27.0719 | 27.0719 | 27.0719 | 27.0719 | 27.0719 | 27.0719 | 27.0719 | 27.0719 | 27.0719 | 27.0719 | 27.0719 | 27.0383 | 27.0217 | 27.0051 | 26.9887 | 26.9723 | 26.8838 | 26.845 | 26.7998 | 26.7548 | 26.71 | 26.6655 | 26.6212 | 26.5772 | 26.5333 | 26.4897 | 26.4463 | 26.4031 | 26.3601 | 26.3173 | 26.2748 | 26.2324
Gas: Hydrogen peaking | MW | SEPD | Steady Progression | MILLENNIUM WINDFARM AUX GSP | 0 | 0 | 0 | 0 | 0 | 0 | 0 | 0 | 0 | 0 | 0 | 0 | 0 | 0 | 0 | 0 | 0 | 0 | 0 | 0 | 0 | 0 | 0 | 0 | 0 | 0 | 0 | 0 | 0 | 0 | 0 | 0
Gen_BB001 | MW | SEPD | Steady Progression | MILLENNIUM WINDFARM AUX GSP | 0 | 0 | 0 | 0 | 0 | 0 | 0 | 0 | 0 | 0 | 0 | 0 | 0 | 0 | 0 | 0 | 0 | 0 | 0 | 0 | 0 | 0 | 0 | 0 | 0 | 0 | 0 | 0 | 0 | 0 | 0 | 0
Gen_BB004 | MW | SEPD | Steady Progression | MILLENNIUM WINDFARM AUX GSP | 0 | 0 | 0 | 0 | 0 | 0 | 0 | 0 | 0 | 0 | 0 | 0 | 0 | 0 | 0 | 0 | 0 | 0 | 0 | 0 | 0 | 0 | 0 | 0 | 0 | 0 | 0 | 0 | 0 | 0 | 0 | 0
Gen_BB005 | MW | SEPD | Steady Progression | MILLENNIUM WINDFARM AUX GSP | 0 | 0 | 0.5 | 0.5 | 0.5 | 0.5 | 0.5 | 0.5 | 0.5 | 0.5 | 0.5 | 0.5 | 0.5 | 0.5 | 0.5 | 0.5 | 0.5 | 0 | 0 | 0 | 0 | 0 | 0 | 0 | 0 | 0 | 0 | 0 | 0 | 0 | 0 | 0
Gen_BB006 | MW | SEPD | Steady Progression | MILLENNIUM WINDFARM AUX GSP | 0 | 0 | 0 | 0 | 0 | 0 | 0 | 0 | 0 | 0 | 0 | 0 | 0 | 0 | 0 | 0 | 0 | 0 | 0 | 0 | 0 | 0 | 0 | 0 | 0 | 0 | 0 | 0 | 0 | 0 | 0 | 0
Gen_BB008 | MW | SEPD | Steady Progression | MILLENNIUM WINDFARM AUX GSP | 0 | 0 | 0 | 0 | 0 | 0 | 0 | 0 | 0 | 0 | 0 | 0 | 0 | 0 | 0 | 0 | 0 | 0 | 0 | 0 | 0 | 0 | 0 | 0 | 0 | 0 | 0 | 0 | 0 | 0 | 0 | 0
Gen_BB010 | MW | SEPD | Steady Progression | MILLENNIUM WINDFARM AUX GSP | 0 | 0 | 0 | 0 | 0 | 0 | 0 | 0 | 0 | 0 | 0 | 0 | 0 | 0 | 0 | 0 | 0 | 0 | 0 | 0 | 0 | 0 | 0 | 0 | 0 | 0 | 0 | 0 | 0 | 0 | 0 | 0
Gen_BB011 | MW | SEPD | Steady Progression | MILLENNIUM WINDFARM AUX GSP | 0 | 0 | 0 | 0 | 0 | 0 | 0 | 0 | 0 | 0 | 0 | 0 | 0 | 0 | 0 | 0 | 0 | 0 | 0 | 0 | 0 | 0 | 0 | 0 | 0 | 0 | 0 | 0 | 0 | 0 | 0 | 0
Gen_BB012 | MW | SEPD | Steady Progression | MILLENNIUM WINDFARM AUX GSP | 0 | 2.3387e-05 | 6.0852e-05 | 9.1753e-05 | 0.00011978 | 0.00014258 | 0.00016253 | 0.00019126 | 0.00022759 | 0.00028316 | 0.00035262 | 0.00043728 | 0.00052241 | 0.00060812 | 0.00069451 | 0.00078202 | 0.0008699 | 0.00095754 | 0.0010467 | 0.001136 | 0.0012264 | 0.0013182 | 0.0013947 | 0.0014701 | 0.0015446 | 0.001618 | 0.0016899 | 0.0017459 | 0.0018011 | 0.0018557 | 0.0019096 | 0.0019629
Gen_BB013 | MW | SEPD | Steady Progression | MILLENNIUM WINDFARM AUX GSP | 0.015346 | 0.015349 | 0.015349 | 0.01535 | 0.01535 | 0.015352 | 0.015355 | 0.015356 | 0.015358 | 0.016025 | 0.016827 | 0.017774 | 0.018691 | 0.019586 | 0.020462 | 0.021332 | 0.022184 | 0.023018 | 0.023852 | 0.024673 | 0.025495 | 0.026314 | 0.026989 | 0.027654 | 0.028314 | 0.028962 | 0.029593 | 0.030084 | 0.030566 | 0.031039 | 0.031503 | 0.031961
Gen_BB014 | MW | SEPD | Steady Progression | MILLENNIUM WINDFARM AUX GSP | 0 | 0 | 0 | 0 | 0 | 0 | 0 | 0 | 0 | 0 | 0 | 0 | 0 | 0 | 0 | 0 | 0 | 0 | 0 | 0 | 0 | 0 | 0 | 0 | 0 | 0 | 0 | 0 | 0 | 0 | 0 | 0
Gen_BB015 | MW | SEPD | Steady Progression | MILLENNIUM WINDFARM AUX GSP | 0 | 0 | 0 | 0 | 0 | 0 | 0 | 0 | 0 | 0.22401 | 0.25156 | 0.34742 | 0.39956 | 0.42629 | 0.58293 | 0.81547 | 0.84136 | 0.86695 | 0.89224 | 0.91722 | 0.94187 | 0.96622 | 0.99026 | 1.014 | 1.0374 | 1.0605 | 1.0833 | 1.1062 | 1.1292 | 1.1523 | 1.1755 | 1.1989
Gen_BB016 | MW | SEPD | Steady Progression | MILLENNIUM WINDFARM AUX GSP | 0.023782 | 0.023782 | 0.024023 | 0.024297 | 0.024593 | 0.024922 | 0.025361 | 0.025988 | 0.027054 | 0.02883 | 0.03146 | 0.034573 | 0.037941 | 0.041268 | 0.044534 | 0.047749 | 0.050923 | 0.054036 | 0.056949 | 0.05966 | 0.0622 | 0.064566 | 0.06677 | 0.068835 | 0.070756 | 0.072545 | 0.074221 | 0.07581 | 0.077233 | 0.078521 | 0.079675 | 0.080719
Gen_BB017 | MW | SEPD | Steady Progression | MILLENNIUM WINDFARM AUX GSP | 0 | 0 | 0 | 0 | 0 | 0 | 0 | 0 | 0 | 0 | 0 | 0 | 0 | 0 | 0 | 0 | 0 | 0 | 0 | 0 | 0 | 0 | 0 | 0 | 0 | 0 | 0 | 0 | 0 | 0 | 0 | 0
Gen_BB018 | MW | SEPD | Steady Progression | MILLENNIUM WINDFARM AUX GSP | 20.55 | 20.55 | 20.55 | 20.55 | 20.55 | 20.55 | 20.55 | 20.55 | 20.55 | 20.55 | 20.55 | 20.55 | 20.55 | 20.55 | 20.55 | 20.55 | 20.55 | 20.55 | 20.55 | 20.55 | 20.55 | 20.55 | 20.55 | 20.55 | 20.55 | 20.55 | 20.55 | 20.55 | 20.55 | 20.55 | 20.55 | 20.55
Hydrogen electrolysis | MW | SEPD | Steady Progression | MILLENNIUM WINDFARM AUX GSP | 0 | 0 | 0 | 0 | 0 | 0 | 0 | 0 | 0 | 0 | 0 | 0 | 0 | 0 | 0 | 0 | 0 | 0 | 0 | 0 | 0 | 0 | 0 | 0 | 0 | 0 | 0 | 0 | 0 | 0 | 0 | 0
Lct_BB001 | Number | SEPD | Steady Progression | MILLENNIUM WINDFARM AUX GSP | 0.8549 | 1.0737 | 1.5211 | 2.48 | 3.5589 | 4.9932 | 6.8191 | 8.8022 | 11.1926 | 14.0778 | 17.5082 | 22.4656 | 27.3845 | 32.277 | 37.1776 | 42.0924 | 47.0096 | 55.4317 | 64.8522 | 74.7777 | 84.9087 | 96.0485 | 106.7885 | 116.7798 | 125.7551 | 133.7272 | 136.1536 | 138.6105 | 141.0476 | 143.4034 | 145.7902 | 148.177
Lct_BB003 | Number | SEPD | Steady Progression | MILLENNIUM WINDFARM AUX GSP | 0 | 0 | 0 | 0 | 0 | 0 | 0 | 0 | 0 | 0 | 0 | 0 | 0 | 0 | 0 | 0 | 0 | 0 | 0 | 0 | 0 | 0 | 0 | 0 | 0 | 0 | 0 | 0 | 0 | 0 | 0 | 0
Lct_BB005 | Number | SEPD | Steady Progression | MILLENNIUM WINDFARM AUX GSP | 5.655 | 5.7739 | 5.806 | 5.8604 | 5.958 | 6.048 | 6.157 | 6.2868 | 6.317 | 6.4119 | 6.6209 | 6.7397 | 8.1589 | 9.5709 | 10.989 | 12.4019 | 13.819 | 15.8452 | 17.8538 | 19.8612 | 21.8562 | 23.8441 | 27.9954 | 32.147 | 36.3131 | 40.4771 | 44.6399 | 48.0911 | 51.5429 | 55.0101 | 58.5028 | 62.021
Lct_BB006 | Number | SEPD | Steady Progression | MILLENNIUM WINDFARM AUX GSP | 0 | 0 | 0 | 0 | 0 | 0 | 0 | 0 | 0 | 0 | 0 | 0 | 0 | 0 | 0 | 0 | 0 | 0 | 0 | 0 | 0 | 0 | 0 | 0 | 0 | 0 | 0 | 0 | 0 | 0 | 0 | 0
Lct_BB007 | Number | SEPD | Steady Progression | MILLENNIUM WINDFARM AUX GSP | 0 | 0 | 0 | 0 | 0 | 0 | 0 | 0 | 0 | 0 | 0 | 0 | 0 | 0 | 0 | 0 | 0 | 0 | 0 | 0 | 0 | 0 | 0 | 0 | 0 | 0 | 0 | 0 | 0 | 0 | 0 | 0
Lct_BB008 | Number | SEPD | Steady Progression | MILLENNIUM WINDFARM AUX GSP | 0 | 0 | 0 | 0 | 0 | 0 | 0 | 0 | 0 | 0 | 0 | 0 | 0 | 0 | 0 | 0 | 0 | 0 | 0 | 0 | 0 | 0 | 0 | 0 | 0 | 0 | 0 | 0 | 0 | 0 | 0 | 0
Lct_BB010b | MW | SEPD | Steady Progression | MILLENNIUM WINDFARM AUX GSP | 0.014 | 0.014 | 0.014 | 0.0224 | 0.0238 | 0.0308 | 0.0476 | 0.0504 | 0.0686 | 0.077 | 0.0854 | 0.119 | 0.1386 | 0.168 | 0.1848 | 0.2016 | 0.231 | 0.2562 | 0.3094 | 0.3556 | 0.4018 | 0.6412 | 0.7168 | 0.7588 | 0.7588 | 0.7588 | 0.7588 | 0.7588 | 0.7588 | 0.7588 | 0.7588 | 0.7588
Lct_BB011b | MW | SEPD | Steady Progression | MILLENNIUM WINDFARM AUX GSP | 0 | 0 | 0.00036 | 0.00072 | 0.00108 | 0.0015 | 0.00204 | 0.00258 | 0.00313 | 0.00374 | 0.00452 | 0.00531 | 0.00652 | 0.00791 | 0.0095 | 0.01128 | 0.01324 | 0.01554 | 0.01803 | 0.02059 | 0.02326 | 0.02574 | 0.02804 | 0.03016 | 0.03192 | 0.03333 | 0.03448 | 0.03448 | 0.03448 | 0.03448 | 0.03448 | 0.03448
Lct_BB012b | MW | SEPD | Steady Progression | MILLENNIUM WINDFARM AUX GSP | 0 | 0 | 0 | 5e-05 | 0.00011 | 0.0002 | 0.00031 | 0.0004 | 0.00051 | 0.00063 | 0.00078 | 0.00095 | 0.00124 | 0.00156 | 0.00192 | 0.00231 | 0.00274 | 0.00322 | 0.00371 | 0.00421 | 0.0047 | 0.00512 | 0.00549 | 0.0058 | 0.00604 | 0.00621 | 0.00633 | 0.00633 | 0.00633 | 0.00633 | 0.00633 | 0.00633
Lct_BB013b | MW | SEPD | Steady Progression | MILLENNIUM WINDFARM AUX GSP | 0 | 0 | 0 | 0 | 0 | 0 | 0 | 0 | 0 | 0 | 0 | 0 | 0 | 0 | 0 | 0 | 0 | 0 | 0 | 0 | 0 | 0 | 0 | 0 | 0 | 0 | 0 | 0 | 0 | 0 | 0 | 0
Lct_BB014 | Number | SEPD | Steady Progression | MILLENNIUM WINDFARM AUX GSP | 0.075067 | 0.075643 | 0.087277 | 0.10036 | 0.11607 | 0.13399 | 0.15453 | 0.10592 | 0.1207 | 0.13797 | 0.15742 | 0.17958 | 0.19214 | 0.22092 | 0.25452 | 0.29294 | 0.33728 | 0.36984 | 0.40639 | 0.44734 | 0.49314 | 0.54481 | 0.72164 | 0.79965 | 0.88628 | 0.98431 | 1.0945 | 1.2588 | 1.4479 | 1.665 | 1.9145 | 2.2013
Other generation | MW | SEPD | Steady Progression | MILLENNIUM WINDFARM AUX GSP | 0 | 0 | 0 | 0 | 0 | 0 | 0 | 0 | 0 | 0 | 0 | 0 | 0 | 0 | 0 | 0 | 0 | 0 | 0 | 0 | 0 | 0 | 0 | 0 | 0 | 0 | 0 | 0 | 0 | 0 | 0 | 0
Srg_BB001 | MW | SEPD | Steady Progression | MILLENNIUM WINDFARM AUX GSP | 0 | 0 | 0 | 0 | 0 | 0 | 0 | 0 | 0 | 0.00027019 | 0.0006106 | 0.0013071 | 0.0013645 | 0.001415 | 0.0014736 | 0.0016439 | 0.0025583 | 0.0034247 | 0.0043682 | 0.0053415 | 0.0063033 | 0.0073786 | 0.0077163 | 0.0081402 | 0.0086031 | 0.0091774 | 0.009534 | 0.00972 | 0.0099052 | 0.010056 | 0.010185 | 0.010336
Srg_BB002 | MW | SEPD | Steady Progression | MILLENNIUM WINDFARM AUX GSP | 0 | 0 | 1.5095e-05 | 3.0483e-05 | 4.6058e-05 | 6.183e-05 | 7.7768e-05 | 0.00022976 | 0.00030827 | 0.00039264 | 0.00048468 | 0.00058637 | 0.00060566 | 0.0006248 | 0.00064388 | 0.00066298 | 0.00068215 | 0.00070132 | 0.00072032 | 0.00073954 | 0.00075868 | 0.00077799 | 0.0011974 | 0.0016325 | 0.0020862 | 0.0025581 | 0.0030478 | 0.0031006 | 0.0031414 | 0.0031818 | 0.0032216 | 0.003261
Data centres (MW) | MW | SEPD | Steady Progression | MacDuff | 0 | 0 | 0 | 0 | 0 | 0 | 0 | 0 | 0 | 0 | 0 | 0 | 0 | 0 | 0 | 0 | 0 | 0 | 0 | 0 | 0 | 0 | 0 | 0 | 0 | 0 | 0 | 0 | 0 | 0 | 0 | 0
Dem_BB001a | Number of homes (cumulative) | SEPD | Steady Progression | MacDuff | 0 | 42.8938 | 90.884 | 117.7247 | 124.576 | 131.41 | 138.2785 | 143.1069 | 147.878 | 152.7428 | 157.4941 | 162.5043 | 166.2718 | 166.2718 | 166.2718 | 166.2718 | 166.2718 | 166.8359 | 167.4522 | 167.9952 | 168.4873 | 168.9014 | 169.131 | 169.3197 | 169.4716 | 169.5922 | 169.6911 | 169.7718 | 169.8371 | 169.8846 | 169.9162 | 169.9311
Dem_BB002b | Floorspace (m2) (cumulative) | SEPD | Steady Progression | MacDuff | 0 | 2250 | 4052.296 | 5680.9824 | 5932.9878 | 6185.1272 | 6437.4006 | 6639.406 | 6841.5059 | 7042.5058 | 7243.5057 | 7444.5056 | 7520.2065 | 7520.675 | 7521.0095 | 7521.21 | 7521.31 | 7521.31 | 7521.31 | 7521.31 | 7521.31 | 7521.31 | 7521.31 | 7521.31 | 7521.31 | 7521.31 | 7521.31 | 7521.31 | 7521.31 | 7521.31 | 7521.31 | 7521.31
Domestic direct electric heating | Number | SEPD | Steady Progression | MacDuff | 819.5408 | 824.1845 | 829.3687 | 832.2845 | 833.0402 | 833.796 | 834.5519 | 835.0919 | 835.6318 | 836.1718 | 836.7117 | 827.4102 | 821.803 | 816.5903 | 811.6499 | 806.9765 | 803.1387 | 800.5506 | 797.1665 | 793.9209 | 790.8126 | 787.7245 | 785.246 | 782.7818 | 780.4515 | 778.1401 | 775.8482 | 773.5763 | 771.3246 | 769.0933 | 766.8828 | 764.6932
Gas: Hydrogen peaking | MW | SEPD | Steady Progression | MacDuff | 0 | 0 | 0 | 0 | 0 | 0 | 0 | 0 | 0 | 0 | 0 | 0 | 0 | 0 | 0 | 0 | 0 | 0 | 0 | 0 | 0 | 0 | 0 | 0 | 0 | 0 | 0 | 0 | 0 | 0 | 0 | 0
Gen_BB001 | MW | SEPD | Steady Progression | MacDuff | 0 | 0 | 0 | 0 | 0 | 0 | 0 | 0 | 0 | 0 | 0 | 0 | 0 | 0 | 0 | 0 | 0 | 0 | 0 | 0 | 0 | 0 | 0 | 0 | 0 | 0 | 0 | 0 | 0 | 0 | 0 | 0
Gen_BB004 | MW | SEPD | Steady Progression | MacDuff | 0 | 0 | 0 | 0 | 0 | 0 | 0 | 0 | 0 | 0 | 0 | 0 | 0 | 0 | 0 | 0 | 0 | 0 | 0 | 0 | 0 | 0 | 0 | 0 | 0 | 0 | 0 | 0 | 0 | 0 | 0 | 0
Gen_BB005 | MW | SEPD | Steady Progression | MacDuff | 0 | 0 | 0 | 0 | 0 | 0 | 0 | 0 | 0 | 0 | 0 | 0 | 0 | 0 | 0 | 0 | 0 | 0 | 0 | 0 | 0 | 0 | 0 | 0 | 0 | 0 | 0 | 0 | 0 | 0 | 0 | 0
Gen_BB006 | MW | SEPD | Steady Progression | MacDuff | 0 | 0 | 0 | 0 | 0 | 0 | 0 | 0 | 0 | 0 | 0 | 0 | 0 | 0 | 0 | 0 | 0 | 0 | 0 | 0 | 0 | 0 | 0 | 0 | 0 | 0 | 0 | 0 | 0 | 0 | 0 | 0
Gen_BB008 | MW | SEPD | Steady Progression | MacDuff | 0 | 0 | 0 | 0 | 0 | 0 | 0 | 0 | 0 | 0 | 0 | 0 | 0 | 0 | 0 | 0 | 0 | 0 | 0 | 0 | 0 | 0 | 0 | 0 | 0 | 0 | 0 | 0 | 0 | 0 | 0 | 0
Gen_BB010 | MW | SEPD | Steady Progression | MacDuff | 0 | 0 | 0 | 0 | 0 | 0 | 0 | 0 | 0 | 0 | 0 | 0 | 0 | 0 | 0 | 0 | 0 | 0 | 0 | 0 | 0 | 0 | 0 | 0 | 0 | 0 | 0 | 0 | 0 | 0 | 0 | 0
Gen_BB011 | MW | SEPD | Steady Progression | MacDuff | 0 | 0 | 0 | 0 | 0 | 0 | 0 | 0 | 0 | 0 | 0 | 0 | 0 | 0 | 0 | 0 | 0 | 0 | 0 | 0 | 0 | 0 | 0 | 0 | 0 | 0 | 0 | 0 | 0 | 0 | 0 | 0
Gen_BB012 | MW | SEPD | Steady Progression | MacDuff | 0.27176 | 0.27284 | 0.27459 | 0.27604 | 0.27736 | 0.27844 | 0.27939 | 0.28077 | 0.28253 | 0.28478 | 0.28746 | 0.29054 | 0.29348 | 0.2963 | 0.29904 | 0.3017 | 0.30429 | 0.30679 | 0.30926 | 0.31167 | 0.31404 | 0.3164 | 0.31834 | 0.32021 | 0.32201 | 0.32376 | 0.32546 | 0.32676 | 0.32803 | 0.32927 | 0.33048 | 0.33168
Gen_BB013 | MW | SEPD | Steady Progression | MacDuff | 0.70851 | 0.71486 | 0.72369 | 0.73005 | 0.73342 | 0.73667 | 0.73989 | 0.74348 | 0.74783 | 0.75914 | 0.77258 | 0.78816 | 0.80318 | 0.81902 | 0.83553 | 0.85287 | 0.87114 | 0.88982 | 0.90826 | 0.92724 | 0.94692 | 0.96681 | 0.98771 | 1.0088 | 1.0306 | 1.0527 | 1.075 | 1.0955 | 1.1162 | 1.1372 | 1.1585 | 1.1801
Gen_BB014 | MW | SEPD | Steady Progression | MacDuff | 0 | 0 | 0 | 0 | 0 | 0 | 0 | 0 | 0 | 0 | 0 | 0 | 0 | 0 | 0 | 0 | 0 | 0 | 0 | 0 | 0 | 0 | 0 | 0 | 0 | 0 | 0 | 0 | 0 | 0 | 0 | 0
Gen_BB015 | MW | SEPD | Steady Progression | MacDuff | 2.65 | 2.65 | 2.65 | 2.65 | 2.65 | 2.65 | 2.65 | 2.65 | 2.65 | 2.65 | 2.65 | 2.65 | 2.65 | 2.65 | 2.65 | 2.65 | 2.65 | 2.65 | 2.65 | 2.65 | 2.65 | 2.65 | 2.65 | 2.65 | 2.65 | 2.65 | 2.65 | 2.65 | 2.65 | 2.65 | 2.65 | 2.65
Gen_BB016 | MW | SEPD | Steady Progression | MacDuff | 4.785 | 4.785 | 4.785 | 4.785 | 4.785 | 4.785 | 4.785 | 4.785 | 4.785 | 4.785 | 4.785 | 4.785 | 4.785 | 4.785 | 4.785 | 4.785 | 4.785 | 4.785 | 4.785 | 4.785 | 4.785 | 4.785 | 4.785 | 4.785 | 4.785 | 4.785 | 4.785 | 4.785 | 4.785 | 4.785 | 4.785 | 4.785
Gen_BB017 | MW | SEPD | Steady Progression | MacDuff | 0 | 0 | 0 | 0 | 0 | 0 | 0 | 0 | 0 | 0 | 0 | 0 | 0 | 0 | 0 | 0 | 0 | 0 | 0 | 0 | 0 | 0 | 0 | 0 | 0 | 0 | 0 | 0 | 0 | 0 | 0 | 0
Gen_BB018 | MW | SEPD | Steady Progression | MacDuff | 0 | 0 | 0 | 0 | 0 | 0 | 0 | 0 | 0 | 0 | 0 | 0 | 0 | 0 | 0 | 0 | 0 | 0 | 0 | 0 | 0 | 0 | 0 | 0 | 0 | 0 | 0 | 0 | 0 | 0 | 0 | 0
Hydrogen electrolysis | MW | SEPD | Steady Progression | MacDuff | 0 | 0 | 0 | 0 | 0 | 0 | 0 | 0 | 0 | 0 | 0 | 0 | 0 | 0 | 0 | 0 | 0 | 0 | 0 | 0 | 0 | 0 | 0 | 0 | 0 | 0 | 0 | 0 | 0 | 0 | 0 | 0
Lct_BB001 | Number | SEPD | Steady Progression | MacDuff | 17.8538 | 22.6558 | 32.8416 | 54.5355 | 79.9788 | 113.7716 | 157.9068 | 207.1181 | 267.6958 | 342.0179 | 432.5512 | 626.9034 | 879.8478 | 1133.2755 | 1387.1806 | 1641.6234 | 1896.6313 | 2222.4753 | 2615.2867 | 3032.9216 | 3464.9708 | 3943.2838 | 4413.2798 | 4858.2559 | 5268.0988 | 5641.9416 | 5928.8561 | 6057.5075 | 6186.873 | 6312.3232 | 6440.7642 | 6563.2653
Lct_BB003 | Number | SEPD | Steady Progression | MacDuff | 0 | 0 | 0.59425 | 1.0645 | 1.6103 | 2.2594 | 3.0408 | 3.8433 | 4.9706 | 6.5309 | 8.2669 | 10.4161 | 13.1584 | 16.6778 | 21.0593 | 26.4373 | 33.0767 | 41.0433 | 50.4853 | 61.3032 | 73.2659 | 86.9695 | 101.4487 | 116.2136 | 130.4931 | 143.9835 | 156.026 | 166.5194 | 175.7256 | 183.5408 | 190.2633 | 196.2236
Lct_BB005 | Number | SEPD | Steady Progression | MacDuff | 29.892 | 33.897 | 36.2853 | 38.605 | 41.222 | 43.7364 | 46.3266 | 49.4637 | 50.3008 | 51.7304 | 54.3554 | 55.9967 | 73.5363 | 91.3328 | 109.2315 | 127.3046 | 145.5592 | 171.1828 | 196.666 | 222.1841 | 247.7443 | 273.2848 | 325.6745 | 378.1669 | 430.9261 | 483.8829 | 537.0186 | 581.4286 | 626.1832 | 671.1708 | 716.5574 | 762.3016
Lct_BB006 | Number | SEPD | Steady Progression | MacDuff | 0 | 0 | 0.1791 | 0.3564 | 0.532 | 0.7053 | 0.8772 | 2.1409 | 3.3871 | 6.5837 | 9.7338 | 12.8377 | 21.2322 | 29.5569 | 37.8149 | 46.0017 | 54.1209 | 58.0805 | 61.9899 | 65.8484 | 69.6559 | 73.4113 | 82.9873 | 92.4034 | 101.6582 | 110.7534 | 119.6875 | 137.0792 | 154.4709 | 171.8626 | 189.2543 | 206.646
Lct_BB007 | Number | SEPD | Steady Progression | MacDuff | 13.2678 | 14.2096 | 13.965 | 14.9021 | 15.7598 | 16.5725 | 17.4237 | 18.4934 | 18.7161 | 18.9831 | 19.5436 | 19.8564 | 23.7033 | 27.5501 | 31.3969 | 35.2438 | 39.0906 | 44.5716 | 50.0255 | 55.4525 | 60.8526 | 66.2256 | 77.4645 | 88.7033 | 99.9422 | 111.1811 | 122.4199 | 131.6697 | 140.9195 | 150.1693 | 159.4191 | 168.6689
Lct_BB008 | Number | SEPD | Steady Progression | MacDuff | 0 | 0 | 0.02745 | 0.0546 | 0.08147 | 0.1081 | 0.13444 | 0.32607 | 0.51496 | 0.7011 | 0.8845 | 1.0652 | 1.5538 | 2.0385 | 2.5192 | 2.9958 | 3.4684 | 3.699 | 3.9265 | 4.1511 | 4.3726 | 4.5912 | 5.1487 | 5.6967 | 6.2355 | 6.765 | 7.2851 | 8.2975 | 9.3099 | 10.3223 | 11.3347 | 12.3471
Lct_BB010b | MW | SEPD | Steady Progression | MacDuff | 0.042 | 0.06601 | 0.09243 | 0.14293 | 0.2258 | 0.33575 | 0.52184 | 0.69933 | 0.87301 | 1.1507 | 1.4786 | 2.2527 | 3.0197 | 3.689 | 4.4467 | 5.1738 | 6.0061 | 7.1109 | 8.3934 | 10.3528 | 12.2214 | 14.4505 | 16.1769 | 17.8048 | 19.1224 | 20.145 | 20.2858 | 20.6386 | 20.8696 | 21.1146 | 21.3694 | 21.536
Lct_BB011b | MW | SEPD | Steady Progression | MacDuff | 0.022 | 0.025 | 0.0321 | 0.04319 | 0.05426 | 0.06767 | 0.08347 | 0.0994 | 0.11776 | 0.13858 | 0.1625 | 0.19021 | 0.22903 | 0.27428 | 0.32637 | 0.38504 | 0.45088 | 0.52628 | 0.60805 | 0.69467 | 0.78387 | 0.87009 | 0.95325 | 1.0311 | 1.101 | 1.1614 | 1.2126 | 1.2329 | 1.2526 | 1.2724 | 1.2924 | 1.3116
Lct_BB012b | MW | SEPD | Steady Progression | MacDuff | 0.208 | 0.2087 | 0.20946 | 0.21449 | 0.21963 | 0.22677 | 0.23473 | 0.24583 | 0.25904 | 0.27489 | 0.29361 | 0.31567 | 0.35148 | 0.39342 | 0.44204 | 0.49734 | 0.55963 | 0.63191 | 0.71043 | 0.79373 | 0.88057 | 0.96156 | 1.0395 | 1.1122 | 1.1777 | 1.2347 | 1.2897 | 1.3065 | 1.3206 | 1.3318 | 1.34 | 1.34
Lct_BB013b | MW | SEPD | Steady Progression | MacDuff | 0 | 0.0003 | 0.00054 | 0.00099 | 0.00116 | 0.00138 | 0.0015 | 0.00272 | 0.00414 | 0.00579 | 0.0077 | 0.00989 | 0.01402 | 0.01884 | 0.02441 | 0.03075 | 0.03791 | 0.04616 | 0.05516 | 0.06472 | 0.07468 | 0.08425 | 0.09353 | 0.10227 | 0.11021 | 0.11722 | 0.12265 | 0.12507 | 0.12718 | 0.129 | 0.1306 | 0.13069
Lct_BB014 | Number | SEPD | Steady Progression | MacDuff | 3.3446 | 3.3703 | 3.8887 | 4.4718 | 5.1715 | 5.9698 | 6.8854 | 9.4443 | 10.7617 | 12.3014 | 14.0357 | 16.0115 | 41.2022 | 47.3735 | 54.5802 | 62.8178 | 72.3262 | 79.3083 | 87.147 | 95.9285 | 105.7492 | 116.83 | 170.9296 | 189.4071 | 209.9262 | 233.1471 | 259.2398 | 298.1626 | 342.9422 | 394.3768 | 453.4773 | 521.4137
Other generation | MW | SEPD | Steady Progression | MacDuff | 0 | 0 | 0 | 0 | 0 | 0 | 0 | 0 | 0 | 0 | 0 | 0 | 0 | 0 | 0 | 0 | 0 | 0 | 0 | 0 | 0 | 0 | 0 | 0 | 0 | 0 | 0 | 0 | 0 | 0 | 0 | 0
Srg_BB001 | MW | SEPD | Steady Progression | MacDuff | 0 | 0.059281 | 0.066569 | 0.073903 | 0.081256 | 0.088566 | 0.096685 | 0.20201 | 0.21125 | 0.22038 | 0.22989 | 0.24113 | 0.28016 | 0.32055 | 0.36232 | 0.40579 | 0.45301 | 0.46455 | 0.47625 | 0.48795 | 0.49955 | 0.51139 | 0.56787 | 0.62455 | 0.68131 | 0.73832 | 0.79477 | 0.79522 | 0.79565 | 0.796 | 0.79629 | 0.79662
Srg_BB002 | MW | SEPD | Steady Progression | MacDuff | 0 | 0 | 0.00070128 | 0.0014185 | 0.0021467 | 0.0028859 | 0.0036346 | 0.010798 | 0.014514 | 0.018394 | 0.022491 | 0.026858 | 0.02766 | 0.028433 | 0.029182 | 0.029913 | 0.03063 | 0.031331 | 0.032012 | 0.032687 | 0.033347 | 0.034001 | 0.048007 | 0.062349 | 0.077109 | 0.092274 | 0.10784 | 0.1095 | 0.11078 | 0.11202 | 0.11325 | 0.11445
Data centres (MW) | MW | SEPD | Steady Progression | Milton of Craigie | 0 | 0 | 0 | 0 | 0 | 0 | 0 | 0 | 0 | 0 | 0 | 0 | 0 | 0 | 0 | 0 | 0 | 0 | 0 | 0 | 0 | 0 | 0 | 0 | 0 | 0 | 0 | 0 | 0 | 0 | 0 | 0
Dem_BB001a | Number of homes (cumulative) | SEPD | Steady Progression | Milton of Craigie | 0 | 229.6065 | 499.633 | 642.0079 | 796.4293 | 925.775 | 1022.9904 | 1100.1047 | 1162.0949 | 1211.2539 | 1261.2083 | 1311.2902 | 1345.1474 | 1366.1474 | 1380.1474 | 1394.1474 | 1402.1474 | 1410.148 | 1418.4267 | 1424.3156 | 1428.9338 | 1432.1865 | 1433.4359 | 1434.4622 | 1435.2886 | 1435.9451 | 1436.4831 | 1436.922 | 1437.2776 | 1437.536 | 1437.7077 | 1437.7891
Dem_BB002b | Floorspace (m2) (cumulative) | SEPD | Steady Progression | Milton of Craigie | 0 | 27166.7647 | 67408.1765 | 111650.8176 | 164878.4735 | 205483.6441 | 253910.0794 | 309811.5735 | 360624.3324 | 431573.3559 | 505359.8941 | 581392.6971 | 636666.5 | 684684.5441 | 724089.3382 | 774052.1324 | 818442.9265 | 839798.0441 | 856980.6471 | 870101.9853 | 879313.3088 | 886379.1176 | 891611.9118 | 895667.9412 | 897514.7059 | 897514.7059 | 897514.7059 | 897514.7059 | 897514.7059 | 897514.7059 | 897514.7059 | 897514.7059
Domestic direct electric heating | Number | SEPD | Steady Progression | Milton of Craigie | 3353.2264 | 3378.0691 | 3407.2281 | 3422.671 | 3439.4105 | 3453.4501 | 3463.9257 | 3472.2414 | 3478.9371 | 3484.2288 | 3489.6286 | 3463.6456 | 3444.4521 | 3425.8023 | 3408.2784 | 3391.7331 | 3376.9624 | 3368.4393 | 3356.0494 | 3344.3541 | 3333.1111 | 3322.4281 | 3314.3057 | 3306.7216 | 3299.2238 | 3292.2698 | 3285.5161 | 3278.8497 | 3272.2712 | 3265.8948 | 3259.6073 | 3253.4095
Gas: Hydrogen peaking | MW | SEPD | Steady Progression | Milton of Craigie | 0 | 0 | 0 | 0 | 0 | 0 | 0 | 0 | 0 | 0 | 0 | 0 | 0 | 0 | 0 | 0 | 0 | 0 | 0 | 0 | 0 | 0 | 0 | 0 | 0 | 0 | 0 | 0 | 0 | 0 | 0 | 0
Gen_BB001 | MW | SEPD | Steady Progression | Milton of Craigie | 0 | 0 | 0 | 0 | 0 | 0 | 0 | 0 | 0 | 0 | 0 | 0 | 0 | 0 | 0 | 0 | 0 | 0 | 0 | 0 | 0 | 0 | 0 | 0 | 0 | 0 | 0 | 0 | 0 | 0 | 0 | 0
Gen_BB004 | MW | SEPD | Steady Progression | Milton of Craigie | 1.759 | 1.759 | 1.759 | 1.9708 | 2.1937 | 2.4256 | 2.6074 | 2.8032 | 3.0046 | 3.2146 | 3.4213 | 3.6404 | 3.8543 | 4.0655 | 4.2865 | 4.4927 | 4.7092 | 4.9185 | 5.1147 | 5.3309 | 5.5305 | 5.7405 | 5.9563 | 6.1759 | 6.3902 | 6.5979 | 6.8086 | 7.0173 | 7.2313 | 7.4515 | 7.6302 | 7.8244
Gen_BB005 | MW | SEPD | Steady Progression | Milton of Craigie | 0 | 0 | 0 | 0 | 0 | 0 | 0 | 0 | 0 | 0 | 0 | 0 | 0 | 0 | 0 | 0 | 0 | 0 | 0 | 0 | 0 | 0 | 0 | 0 | 0 | 0 | 0 | 0 | 0 | 0 | 0 | 0
Gen_BB006 | MW | SEPD | Steady Progression | Milton of Craigie | 0 | 0 | 0 | 0 | 22.5 | 22.5 | 22.5 | 22.5 | 22.5 | 22.5 | 22.5 | 22.5 | 22.5 | 22.5 | 22.5 | 22.5 | 22.5 | 22.5 | 22.5 | 22.5 | 22.5 | 22.5 | 22.5 | 22.5 | 22.5 | 22.5 | 22.5 | 22.5 | 22.5 | 22.5 | 22.5 | 22.5
Gen_BB008 | MW | SEPD | Steady Progression | Milton of Craigie | 0 | 0 | 0 | 0 | 0 | 0 | 0 | 0 | 0 | 0 | 0 | 0 | 0 | 0 | 0 | 0 | 0 | 0 | 0 | 0 | 0 | 0 | 0 | 0 | 0 | 0 | 0 | 0 | 0 | 0 | 0 | 0
Gen_BB010 | MW | SEPD | Steady Progression | Milton of Craigie | 0 | 0 | 0 | 0 | 0 | 0 | 0 | 0 | 0 | 0 | 0 | 0 | 0 | 0 | 0 | 0 | 0 | 0 | 0 | 0 | 0 | 0 | 0 | 0 | 0 | 0 | 0 | 0 | 0 | 0 | 0 | 0
Gen_BB011 | MW | SEPD | Steady Progression | Milton of Craigie | 18.699 | 18.699 | 18.699 | 18.699 | 18.699 | 18.699 | 18.699 | 18.699 | 18.699 | 18.699 | 18.699 | 18.699 | 18.699 | 18.699 | 18.699 | 18.699 | 18.699 | 18.699 | 18.699 | 18.699 | 18.699 | 18.699 | 18.699 | 18.699 | 18.699 | 18.699 | 18.699 | 18.699 | 18.699 | 18.699 | 18.699 | 18.699
Gen_BB012 | MW | SEPD | Steady Progression | Milton of Craigie | 0.82307 | 0.82597 | 0.8309 | 0.83524 | 0.83942 | 0.84298 | 0.84622 | 0.90661 | 0.98771 | 1.1077 | 1.2673 | 1.4851 | 1.7581 | 2.0851 | 2.4033 | 2.8238 | 3.069 | 3.1567 | 3.3026 | 3.3903 | 3.5691 | 3.748 | 3.9078 | 4.0512 | 4.178 | 4.2557 | 4.3214 | 4.3838 | 4.4466 | 4.51 | 4.6006 | 4.6639
Gen_BB013 | MW | SEPD | Steady Progression | Milton of Craigie | 1.8545 | 1.9246 | 2.0323 | 2.116 | 2.2005 | 2.274 | 2.3381 | 2.4194 | 2.5175 | 2.6077 | 2.715 | 2.8388 | 2.9612 | 3.0837 | 3.2089 | 3.3371 | 3.4677 | 3.6005 | 3.7304 | 3.8626 | 3.9974 | 4.1354 | 4.2708 | 4.4088 | 4.5475 | 4.6894 | 4.8328 | 4.9612 | 5.0907 | 5.222 | 5.3546 | 5.4886
Gen_BB014 | MW | SEPD | Steady Progression | Milton of Craigie | 0 | 0 | 0 | 0 | 0 | 0 | 0 | 0 | 0 | 0 | 0 | 0 | 0 | 0 | 0 | 0 | 0 | 0 | 0 | 0 | 0 | 0 | 0 | 0 | 0 | 0 | 0 | 0 | 0 | 0 | 0 | 0
Gen_BB015 | MW | SEPD | Steady Progression | Milton of Craigie | 4 | 4 | 4 | 4 | 4 | 4 | 4 | 4 | 4 | 4 | 4 | 4 | 4 | 4 | 4 | 4 | 4 | 4 | 4 | 4 | 4 | 4 | 4 | 4 | 4 | 4 | 4 | 4 | 4 | 4 | 4 | 4
Gen_BB016 | MW | SEPD | Steady Progression | Milton of Craigie | 0.5 | 0.5 | 0.5 | 0.5 | 0.5 | 0.5 | 0.5 | 0.5 | 0.5 | 0.5 | 0.5 | 0.5 | 0.5 | 0.5 | 0.5 | 0.5 | 0.5 | 0.5 | 0.5 | 0.5 | 0.5 | 0.5 | 0.5 | 0.5 | 0.5 | 0.5 | 0.5 | 0.5 | 0.5 | 0.5 | 0.5 | 0.5
Gen_BB017 | MW | SEPD | Steady Progression | Milton of Craigie | 0 | 0 | 0 | 0 | 0 | 0 | 0 | 0 | 0 | 0 | 0 | 0 | 0 | 0 | 0 | 0 | 0 | 0 | 0 | 0 | 0 | 0 | 0 | 0 | 0 | 0 | 0 | 0 | 0 | 0 | 0 | 0
Gen_BB018 | MW | SEPD | Steady Progression | Milton of Craigie | 0.012 | 0.012 | 0.012 | 0.012 | 0.012 | 0.012 | 0.012 | 0.012 | 0.012 | 0.012 | 0.012 | 0.012 | 0.012 | 0.012 | 0.012 | 0.012 | 0.012 | 0.012 | 0.012 | 0.012 | 0.012 | 0.012 | 0.012 | 0.012 | 0.012 | 0.012 | 0.012 | 0.012 | 0.012 | 0.012 | 0.012 | 0.012
Hydrogen electrolysis | MW | SEPD | Steady Progression | Milton of Craigie | 0 | 0 | 0 | 0 | 0 | 0 | 0 | 0 | 0 | 0 | 0 | 0 | 0 | 0 | 0 | 0 | 0 | 0 | 0 | 0 | 0 | 0 | 0 | 0 | 0 | 0 | 0 | 0 | 0 | 0 | 0 | 0
Lct_BB001 | Number | SEPD | Steady Progression | Milton of Craigie | 106.9885 | 135.8335 | 195.6502 | 324.8793 | 476.9462 | 682.1808 | 949.9791 | 1251.6109 | 1623.8648 | 2081.8574 | 2642.7893 | 3592.4144 | 4860.5248 | 6130.3889 | 7401.8808 | 8675.4051 | 9951.1293 | 11610.4184 | 13682.6124 | 15890.0437 | 18178.9893 | 20717.5276 | 23218.3737 | 25592.6484 | 27785.2696 | 29791.3262 | 31510.5629 | 32187.5679 | 32867.1196 | 33523.6583 | 34194.1047 | 34824.9566
Lct_BB003 | Number | SEPD | Steady Progression | Milton of Craigie | 8.6545 | 9.9819 | 12.0177 | 14.776 | 17.9345 | 21.7053 | 26.239 | 31.2472 | 37.3925 | 44.4444 | 53.3856 | 64.2593 | 77.7514 | 94.497 | 115.0828 | 140.0003 | 170.3948 | 206.357 | 248.4007 | 295.8471 | 347.4669 | 405.9768 | 466.7802 | 527.6903 | 585.3593 | 638.6457 | 684.865 | 723.8528 | 756.9801 | 783.9847 | 806.2921 | 825.4233
Lct_BB005 | Number | SEPD | Steady Progression | Milton of Craigie | 65.0311 | 90.4858 | 104.4622 | 120.3557 | 145.228 | 167.271 | 188.8783 | 212.862 | 220.693 | 227.1661 | 237.6242 | 244.9761 | 310.8327 | 377.1591 | 444.125 | 511.7156 | 579.9791 | 674.5596 | 768.404 | 862.5823 | 956.9574 | 1051.7052 | 1243.642 | 1436.5318 | 1630.1563 | 1824.9408 | 2021.1505 | 2186.0588 | 2352.1552 | 2519.7617 | 2688.9108 | 2859.5424
Lct_BB006 | Number | SEPD | Steady Progression | Milton of Craigie | 0 | 0 | 3.4697 | 6.9044 | 10.3035 | 13.6668 | 16.9963 | 41.2665 | 65.1902 | 90.6635 | 115.7636 | 140.4858 | 207.3654 | 273.6939 | 339.4746 | 404.7044 | 469.3853 | 500.9322 | 532.0742 | 562.8056 | 593.1285 | 623.0472 | 699.3387 | 774.3487 | 848.0783 | 920.5323 | 991.7091 | 1130.2645 | 1268.8199 | 1407.3753 | 1545.9307 | 1684.4861
Lct_BB007 | Number | SEPD | Steady Progression | Milton of Craigie | 36.4088 | 38.9933 | 38.3221 | 40.8935 | 43.2474 | 45.4773 | 47.8132 | 50.7487 | 51.3597 | 52.0924 | 53.6305 | 54.489 | 65.0453 | 75.6016 | 86.1578 | 96.7141 | 107.2704 | 122.3109 | 137.2774 | 152.1698 | 166.9883 | 181.7327 | 212.5739 | 243.415 | 274.2561 | 305.0973 | 335.9384 | 361.3212 | 386.704 | 412.0868 | 437.4696 | 462.8524
Lct_BB008 | Number | SEPD | Steady Progression | Milton of Craigie | 0 | 0 | 0.07534 | 0.14994 | 0.22374 | 0.29679 | 0.36907 | 0.89495 | 1.4133 | 1.9241 | 2.4274 | 2.9232 | 4.2642 | 5.5943 | 6.9132 | 8.2211 | 9.5181 | 10.1506 | 10.775 | 11.3913 | 11.9994 | 12.5993 | 14.129 | 15.633 | 17.1115 | 18.5643 | 19.9915 | 22.7698 | 25.548 | 28.3263 | 31.1045 | 33.8828
Lct_BB010b | MW | SEPD | Steady Progression | Milton of Craigie | 1.139 | 1.3653 | 1.6068 | 2.0706 | 2.6082 | 3.3406 | 4.279 | 5.249 | 6.4395 | 7.8382 | 9.586 | 12.8905 | 16.2606 | 19.5864 | 22.8914 | 26.2643 | 29.656 | 35.0101 | 41.4604 | 50.0112 | 60.0541 | 72.2005 | 81.5794 | 88.1552 | 92.3127 | 95.1827 | 96.0772 | 96.9648 | 97.8104 | 98.509 | 99.4848 | 100.126
Lct_BB011b | MW | SEPD | Steady Progression | Milton of Craigie | 0.317 | 0.3298 | 0.3493 | 0.3855 | 0.42168 | 0.46492 | 0.51622 | 0.56821 | 0.6272 | 0.6948 | 0.77255 | 0.86197 | 0.98839 | 1.1348 | 1.303 | 1.4931 | 1.7072 | 1.9519 | 2.2174 | 2.4983 | 2.7881 | 3.0677 | 3.3374 | 3.5897 | 3.8165 | 4.0131 | 4.1806 | 4.2478 | 4.3127 | 4.3775 | 4.4434 | 4.5067
Lct_BB012b | MW | SEPD | Steady Progression | Milton of Craigie | 1.002 | 1.0139 | 1.0259 | 1.0587 | 1.092 | 1.1349 | 1.1856 | 1.2386 | 1.3004 | 1.3724 | 1.4559 | 1.5528 | 1.699 | 1.8681 | 2.0617 | 2.2795 | 2.5222 | 2.8008 | 3.1008 | 3.4155 | 3.7392 | 4.0387 | 4.3228 | 4.5847 | 4.8153 | 5.0115 | 5.2063 | 5.2353 | 5.2551 | 5.2678 | 5.2771 | 5.2771
Lct_BB013b | MW | SEPD | Steady Progression | Milton of Craigie | 0 | 0 | 0 | 0 | 0 | 0 | 0 | 0 | 0 | 0 | 0 | 0 | 0 | 0 | 0 | 0 | 0 | 0 | 0 | 0 | 0 | 0 | 0 | 0 | 0 | 0 | 0 | 0 | 0 | 0 | 0 | 0
Lct_BB014 | Number | SEPD | Steady Progression | Milton of Craigie | 57.55 | 57.9917 | 66.9111 | 76.9444 | 88.9842 | 102.7206 | 118.4744 | 158.8241 | 180.979 | 206.8723 | 236.0386 | 269.2645 | 472.9129 | 543.7453 | 626.4634 | 721.013 | 830.1489 | 910.2881 | 1000.2602 | 1101.0525 | 1213.7732 | 1340.9562 | 1815.7868 | 2012.0734 | 2230.0481 | 2476.7235 | 2753.907 | 3167.3842 | 3643.078 | 4189.4677 | 4817.2927 | 5538.9823
Other generation | MW | SEPD | Steady Progression | Milton of Craigie | 0.152 | 0.152 | 0.152 | 0.152 | 0.152 | 0.152 | 0.152 | 0.152 | 0.152 | 0.152 | 0.152 | 0.152 | 0.152 | 0.152 | 0.152 | 0.152 | 0.152 | 0.152 | 0.152 | 0.152 | 0.152 | 0.152 | 0.152 | 0.152 | 0.152 | 0.152 | 0.152 | 0.152 | 0.152 | 0.152 | 0.152 | 0.152
Srg_BB001 | MW | SEPD | Steady Progression | Milton of Craigie | 0 | 0.20719 | 0.22996 | 0.2528 | 0.27567 | 0.29848 | 0.3225 | 0.67013 | 0.69607 | 0.72201 | 0.74887 | 0.77924 | 0.91507 | 1.0558 | 1.2014 | 1.3528 | 1.5153 | 1.5534 | 1.592 | 1.6308 | 1.6696 | 1.7092 | 1.9062 | 2.1038 | 2.3017 | 2.5005 | 2.6975 | 2.699 | 2.7004 | 2.7015 | 2.7025 | 2.7036
Srg_BB002 | MW | SEPD | Steady Progression | Milton of Craigie | 0 | 0 | 0.0019412 | 0.0039827 | 0.0061083 | 0.0083104 | 0.010581 | 0.032862 | 0.044795 | 0.057495 | 0.071203 | 0.086169 | 0.088978 | 0.091742 | 0.094473 | 0.097186 | 0.09989 | 0.10258 | 0.10522 | 0.10789 | 0.11053 | 0.11317 | 0.17048 | 0.22974 | 0.2913 | 0.35513 | 0.42117 | 0.42828 | 0.43377 | 0.43917 | 0.44449 | 0.44975
Data centres (MW) | MW | SEPD | Steady Progression | Mybster | 0 | 0 | 0 | 0 | 0 | 0 | 0 | 0 | 0 | 0 | 0 | 0 | 0 | 0 | 0 | 0 | 0 | 0 | 0 | 0 | 0 | 0 | 0 | 0 | 0 | 0 | 0 | 0 | 0 | 0 | 0 | 0
Dem_BB001a | Number of homes (cumulative) | SEPD | Steady Progression | Mybster | 0 | 2.4443 | 12.9701 | 22.3696 | 31.778 | 47.1718 | 57.5948 | 64.9839 | 70.3245 | 75.7444 | 84.0683 | 93.6187 | 96.6187 | 98.6187 | 100.6187 | 102.6187 | 103.6187 | 105.2965 | 107.0371 | 108.6897 | 110.2811 | 110.8071 | 111.0988 | 111.3385 | 111.5315 | 111.6847 | 111.8104 | 111.9128 | 111.9959 | 112.0562 | 112.0963 | 112.1153
Dem_BB002b | Floorspace (m2) (cumulative) | SEPD | Steady Progression | Mybster | 0 | 8716.5 | 20823.5 | 30787.77 | 41403.7067 | 53270.91 | 56310.98 | 74501.95 | 86927.0367 | 100043.79 | 105552.21 | 111060.63 | 115797.3833 | 119261.9 | 121923.95 | 124586 | 125969.3333 | 126661 | 126661 | 126661 | 126661 | 126661 | 126661 | 126661 | 126661 | 126661 | 126661 | 126661 | 126661 | 126661 | 126661 | 126661
Domestic direct electric heating | Number | SEPD | Steady Progression | Mybster | 404.8483 | 405.0638 | 406.2522 | 407.2242 | 408.1962 | 409.8163 | 410.8963 | 411.6523 | 412.1923 | 412.7323 | 413.5963 | 413.8471 | 413.5983 | 413.4741 | 413.7097 | 414.2993 | 414.5805 | 415.6088 | 416.2499 | 417.1235 | 418.1122 | 419.2152 | 420.8944 | 422.8019 | 424.8212 | 426.8381 | 428.8534 | 430.8678 | 432.8819 | 434.8963 | 436.9114 | 438.9276
Gas: Hydrogen peaking | MW | SEPD | Steady Progression | Mybster | 0 | 0 | 0 | 0 | 0 | 0 | 0 | 0 | 0 | 0 | 0 | 0 | 0 | 0 | 0 | 0 | 0 | 0 | 0 | 0 | 0 | 0 | 0 | 0 | 0 | 0 | 0 | 0 | 0 | 0 | 0 | 0
Gen_BB001 | MW | SEPD | Steady Progression | Mybster | 0 | 0 | 0 | 0 | 0 | 0 | 0 | 0 | 0 | 0 | 0 | 0 | 0 | 0 | 0 | 0 | 0 | 0 | 0 | 0 | 0 | 0 | 0 | 0 | 0 | 0 | 0 | 0 | 0 | 0 | 0 | 0
Gen_BB004 | MW | SEPD | Steady Progression | Mybster | 0 | 0 | 0 | 0 | 0 | 0 | 0 | 0 | 0 | 0 | 0 | 0 | 0 | 0 | 0 | 0 | 0 | 0 | 0 | 0 | 0 | 0 | 0 | 0 | 0 | 0 | 0 | 0 | 0 | 0 | 0 | 0
Gen_BB005 | MW | SEPD | Steady Progression | Mybster | 0 | 0 | 0 | 0 | 0 | 0 | 0 | 0 | 0 | 0 | 0 | 0 | 0 | 0 | 0 | 0 | 0 | 0 | 0 | 0 | 0 | 0 | 0 | 0 | 0 | 0 | 0 | 0 | 0 | 0 | 0 | 0
Gen_BB006 | MW | SEPD | Steady Progression | Mybster | 0 | 0 | 0 | 0 | 0 | 0 | 0 | 0 | 0 | 0 | 0 | 0 | 0 | 0 | 0 | 0 | 0 | 0 | 0 | 0 | 0 | 0 | 0 | 0 | 0 | 0 | 0 | 0 | 0 | 0 | 0 | 0
Gen_BB008 | MW | SEPD | Steady Progression | Mybster | 0 | 0 | 0 | 0 | 0 | 0 | 0 | 0 | 0 | 0 | 0 | 0 | 0 | 0 | 0 | 0 | 0 | 0 | 0 | 0 | 0 | 0 | 0 | 0 | 0 | 0 | 0 | 0 | 0 | 0 | 0 | 0
Gen_BB010 | MW | SEPD | Steady Progression | Mybster | 2.116 | 2.116 | 2.116 | 2.116 | 2.116 | 2.116 | 2.116 | 2.116 | 2.116 | 2.116 | 2.116 | 2.116 | 2.116 | 2.116 | 2.116 | 2.116 | 2.116 | 2.116 | 2.116 | 2.116 | 2.116 | 2.116 | 2.116 | 2.116 | 2.116 | 2.116 | 2.116 | 2.116 | 2.116 | 2.116 | 2.116 | 2.116
Gen_BB011 | MW | SEPD | Steady Progression | Mybster | 0 | 0 | 0 | 0 | 0 | 0 | 0 | 0 | 0 | 0 | 0 | 0 | 0 | 0 | 0 | 0 | 0 | 0 | 0 | 0 | 0 | 0 | 0 | 0 | 0 | 0 | 0 | 0 | 0 | 0 | 0 | 0
Gen_BB012 | MW | SEPD | Steady Progression | Mybster | 0.16043 | 0.16109 | 0.16216 | 0.16305 | 0.16387 | 0.16453 | 0.16512 | 0.16596 | 0.16704 | 0.16845 | 0.17012 | 0.17206 | 0.17393 | 0.17573 | 0.17749 | 0.1792 | 0.18088 | 0.1825 | 0.18411 | 0.18569 | 0.18725 | 0.18881 | 0.19009 | 0.19133 | 0.19253 | 0.1937 | 0.19484 | 0.19571 | 0.19656 | 0.19739 | 0.19821 | 0.19902
Gen_BB013 | MW | SEPD | Steady Progression | Mybster | 0.43457 | 0.43594 | 0.43908 | 0.44192 | 0.44484 | 0.44892 | 0.45213 | 0.45527 | 0.45849 | 0.46711 | 0.47811 | 0.4913 | 0.50355 | 0.51609 | 0.5298 | 0.54484 | 0.56053 | 0.57717 | 0.5932 | 0.61032 | 0.62823 | 0.64694 | 0.66722 | 0.68893 | 0.71154 | 0.73455 | 0.75795 | 0.78023 | 0.80295 | 0.82605 | 0.84959 | 0.87355
Gen_BB014 | MW | SEPD | Steady Progression | Mybster | 0 | 0 | 0 | 0 | 0 | 0 | 0 | 0 | 0 | 0 | 0 | 0 | 0 | 0 | 0 | 0 | 0 | 0 | 0 | 0 | 0 | 0 | 0 | 0 | 0 | 0 | 0 | 0 | 0 | 0 | 0 | 0
Gen_BB015 | MW | SEPD | Steady Progression | Mybster | 183.89 | 183.89 | 183.89 | 183.89 | 183.89 | 183.89 | 183.89 | 183.89 | 183.89 | 187.6292 | 188.0891 | 189.6893 | 190.5596 | 191.0058 | 193.6205 | 209.5022 | 213.3092 | 213.7365 | 214.1586 | 217.0755 | 217.4871 | 217.8935 | 218.2949 | 231.191 | 234.0569 | 234.4424 | 240.4476 | 240.8298 | 246.8388 | 247.2248 | 247.6126 | 248.0023
Gen_BB016 | MW | SEPD | Steady Progression | Mybster | 0.78398 | 0.78398 | 0.788 | 0.79258 | 0.79752 | 0.80301 | 0.81033 | 0.8208 | 0.83859 | 0.86823 | 0.91215 | 0.9641 | 1.0203 | 1.0759 | 1.1304 | 1.184 | 1.237 | 1.289 | 1.3376 | 1.3829 | 1.4253 | 1.4648 | 1.5016 | 1.536 | 1.5681 | 1.5979 | 1.6259 | 1.6524 | 1.6762 | 1.6977 | 1.717 | 1.7344
Gen_BB017 | MW | SEPD | Steady Progression | Mybster | 0 | 0 | 0 | 0 | 0 | 0 | 0 | 0 | 0 | 0 | 0 | 0 | 0 | 0 | 0 | 0 | 0 | 0 | 0 | 0 | 0 | 0 | 0 | 0 | 0 | 0 | 0 | 0 | 0 | 0 | 0 | 0
Gen_BB018 | MW | SEPD | Steady Progression | Mybster | 3.89 | 3.89 | 3.89 | 3.89 | 3.8906 | 3.8928 | 3.8929 | 3.8936 | 3.8942 | 3.8943 | 3.895 | 3.8951 | 3.8957 | 3.8963 | 3.8964 | 3.897 | 3.8971 | 3.8977 | 3.8978 | 3.8983 | 3.8984 | 3.8985 | 3.8991 | 3.8991 | 3.8997 | 3.8997 | 3.8998 | 3.9004 | 3.9004 | 3.901 | 3.901 | 3.901
Hydrogen electrolysis | MW | SEPD | Steady Progression | Mybster | 0 | 0 | 0 | 0 | 0 | 0 | 0 | 0 | 0 | 0 | 0 | 0 | 0 | 0 | 0 | 0 | 0 | 0 | 0 | 0 | 0 | 0 | 0 | 0 | 0 | 0 | 0 | 0 | 0 | 0 | 0 | 0
Lct_BB001 | Number | SEPD | Steady Progression | Mybster | 10.0277 | 12.6939 | 17.9652 | 29.4773 | 42.5718 | 60.048 | 82.6204 | 107.4358 | 137.5319 | 174.0638 | 218.1345 | 317.4502 | 425.9822 | 534.4427 | 642.9928 | 751.4736 | 860.0236 | 1011.6354 | 1186.3651 | 1370.8321 | 1560.1363 | 1768.7064 | 1971.3727 | 2160.768 | 2332.3316 | 2485.9918 | 2561.3533 | 2609.064 | 2656.773 | 2702.4328 | 2749.1877 | 2794.4274
Lct_BB003 | Number | SEPD | Steady Progression | Mybster | 0 | 0 | 0 | 0 | 0 | 0 | 0 | 0 | 0 | 0 | 0 | 0 | 0 | 0 | 0 | 0 | 0 | 0 | 0 | 0 | 0 | 0 | 0 | 0 | 0 | 0 | 0 | 0 | 0 | 0 | 0 | 0
Lct_BB005 | Number | SEPD | Steady Progression | Mybster | 75.3611 | 77.029 | 77.9168 | 78.9739 | 80.6123 | 82.5807 | 84.4011 | 86.4831 | 87.1218 | 89.0827 | 93.1827 | 95.7667 | 120.6481 | 145.5704 | 170.7862 | 196.2171 | 221.7785 | 257.9906 | 293.9976 | 330.11 | 366.2186 | 402.2698 | 476.3977 | 550.8587 | 625.6367 | 700.6328 | 775.9683 | 838.8346 | 902.098 | 965.7812 | 1029.9651 | 1094.6767
Lct_BB006 | Number | SEPD | Steady Progression | Mybster | 0 | 0 | 0 | 0 | 0 | 0 | 0 | 0 | 0 | 0 | 0 | 0 | 0 | 0 | 0 | 0 | 0 | 0 | 0 | 0 | 0 | 0 | 0 | 0 | 0 | 0 | 0 | 0 | 0 | 0 | 0 | 0
Lct_BB007 | Number | SEPD | Steady Progression | Mybster | 0 | 0 | 0 | 0 | 0 | 0 | 0 | 0 | 0 | 0 | 0 | 0 | 0 | 0 | 0 | 0 | 0 | 0 | 0 | 0 | 0 | 0 | 0 | 0 | 0 | 0 | 0 | 0 | 0 | 0 | 0 | 0
Lct_BB008 | Number | SEPD | Steady Progression | Mybster | 0 | 0 | 0 | 0 | 0 | 0 | 0 | 0 | 0 | 0 | 0 | 0 | 0 | 0 | 0 | 0 | 0 | 0 | 0 | 0 | 0 | 0 | 0 | 0 | 0 | 0 | 0 | 0 | 0 | 0 | 0 | 0
Lct_BB010b | MW | SEPD | Steady Progression | Mybster | 0.042 | 0.0448 | 0.0462 | 0.0812 | 0.1232 | 0.1918 | 0.2996 | 0.399 | 0.5012 | 0.6748 | 0.8512 | 1.3258 | 1.8522 | 2.2946 | 2.709 | 3.0576 | 3.4384 | 4.123 | 4.8594 | 5.593 | 6.9286 | 9.002 | 10.5476 | 11.648 | 12.2934 | 12.6728 | 12.7232 | 12.8002 | 12.8814 | 12.9346 | 12.9864 | 13.0312
Lct_BB011b | MW | SEPD | Steady Progression | Mybster | 0.014 | 0.0158 | 0.02245 | 0.03165 | 0.04089 | 0.05165 | 0.06499 | 0.07856 | 0.09351 | 0.11085 | 0.13062 | 0.15338 | 0.1852 | 0.22218 | 0.26524 | 0.31396 | 0.36853 | 0.43098 | 0.49929 | 0.57134 | 0.64616 | 0.71883 | 0.78968 | 0.85645 | 0.91702 | 0.9705 | 1.0167 | 1.0384 | 1.0598 | 1.0811 | 1.1028 | 1.1236
Lct_BB012b | MW | SEPD | Steady Progression | Mybster | 0.379 | 0.3801 | 0.3813 | 0.38557 | 0.38958 | 0.39478 | 0.40051 | 0.41197 | 0.42586 | 0.44256 | 0.46248 | 0.48632 | 0.52367 | 0.56835 | 0.62099 | 0.68212 | 0.75214 | 0.83434 | 0.92536 | 1.0238 | 1.1281 | 1.2286 | 1.3273 | 1.4219 | 1.5092 | 1.5876 | 1.666 | 1.6925 | 1.7148 | 1.7324 | 1.7453 | 1.7453
Lct_BB013b | MW | SEPD | Steady Progression | Mybster | 0 | 0 | 0 | 0 | 0 | 0 | 0 | 0 | 0 | 0 | 0 | 0 | 0 | 0 | 0 | 0 | 0 | 0 | 0 | 0 | 0 | 0 | 0 | 0 | 0 | 0 | 0 | 0 | 0 | 0 | 0 | 0
Lct_BB014 | Number | SEPD | Steady Progression | Mybster | 5.0518 | 5.0906 | 5.8735 | 6.7543 | 7.8111 | 9.0169 | 10.3998 | 13.0183 | 14.8343 | 16.9567 | 19.3473 | 22.0708 | 39.0369 | 44.8838 | 51.7118 | 59.5164 | 68.5251 | 75.1403 | 82.5671 | 90.887 | 100.1916 | 110.69 | 156.6156 | 173.5458 | 192.3466 | 213.6229 | 237.5306 | 273.1939 | 314.2236 | 361.3509 | 415.5022 | 477.7495
Other generation | MW | SEPD | Steady Progression | Mybster | 0 | 0 | 0 | 0 | 0 | 0 | 0 | 0 | 0 | 0 | 0 | 0 | 0 | 0 | 0 | 0 | 0 | 0 | 0 | 0 | 0 | 0 | 0 | 0 | 0 | 0 | 0 | 0 | 0 | 0 | 0 | 0
Srg_BB001 | MW | SEPD | Steady Progression | Mybster | 0 | 0 | 0.094332 | 0.19187 | 0.29081 | 0.38663 | 0.53868 | 1.2657 | 1.4956 | 1.7219 | 1.9764 | 2.3567 | 2.3841 | 2.4067 | 2.4262 | 2.47 | 2.7018 | 2.9154 | 3.1418 | 3.3722 | 3.5943 | 3.8368 | 3.9112 | 4.0079 | 4.1123 | 4.2393 | 4.3184 | 4.3589 | 4.3994 | 4.4318 | 4.459 | 4.4901
Srg_BB002 | MW | SEPD | Steady Progression | Mybster | 0 | 0 | 0.00043024 | 0.00087031 | 0.0013172 | 0.0017709 | 0.0022304 | 0.0066279 | 0.0089094 | 0.011298 | 0.013828 | 0.016533 | 0.017032 | 0.017513 | 0.017982 | 0.01844 | 0.018891 | 0.019333 | 0.019763 | 0.02019 | 0.020609 | 0.021024 | 0.029943 | 0.039092 | 0.048521 | 0.058224 | 0.068195 | 0.069263 | 0.070082 | 0.070885 | 0.071673 | 0.072447
Data centres (MW) | MW | SEPD | Steady Progression | Nairn | 0 | 0 | 0 | 0 | 0 | 0 | 0 | 0 | 0 | 0 | 0 | 0 | 0 | 0 | 0 | 0 | 0 | 0 | 0 | 0 | 0 | 0 | 0 | 0 | 0 | 0 | 0 | 0 | 0 | 0 | 0 | 0
Dem_BB001a | Number of homes (cumulative) | SEPD | Steady Progression | Nairn | 0 | 172.8494 | 394.8937 | 564.6357 | 741.3992 | 902.1277 | 1054.9261 | 1217.6432 | 1378.2446 | 1540.0354 | 1716.5966 | 1903.6804 | 2085.9375 | 2267.174 | 2443.174 | 2557.174 | 2664.174 | 2764.5836 | 2867.1239 | 2943.4811 | 3005.711 | 3056.787 | 3098.3837 | 3129.8739 | 3151.2686 | 3162.5822 | 3170.8391 | 3177.0487 | 3180.2186 | 3181.342 | 3181.424 | 3181.4629
Dem_BB002b | Floorspace (m2) (cumulative) | SEPD | Steady Progression | Nairn | 0 | 54605.25 | 107935.45 | 152654.675 | 167629.05 | 188544.225 | 209479.1 | 226048.725 | 243292.35 | 261209.975 | 279801.6 | 299067.225 | 307479.5 | 312984.2 | 317376 | 320746 | 323442 | 325464 | 326812 | 327486 | 327486 | 327486 | 327486 | 327486 | 327486 | 327486 | 327486 | 327486 | 327486 | 327486 | 327486 | 327486
Domestic direct electric heating | Number | SEPD | Steady Progression | Nairn | 1920.8758 | 1939.5639 | 1963.5384 | 1981.8983 | 2001.0142 | 2018.4021 | 2034.9261 | 2052.5303 | 2069.8104 | 2087.3065 | 2106.3147 | 2122.1218 | 2128.193 | 2134.646 | 2141.945 | 2142.5221 | 2144.0585 | 2148.1386 | 2150.3195 | 2150.023 | 2148.3085 | 2145.7562 | 2143.301 | 2140.0357 | 2135.8285 | 2130.9092 | 2125.737 | 2120.4249 | 2114.8571 | 2109.1452 | 2103.4018 | 2097.7383
Gas: Hydrogen peaking | MW | SEPD | Steady Progression | Nairn | 0 | 0 | 0 | 0 | 0 | 0 | 0 | 0 | 0 | 0 | 0 | 0 | 0 | 0 | 0 | 0 | 0 | 0 | 0 | 0 | 0 | 0 | 0 | 0 | 0 | 0 | 0 | 0 | 0 | 0 | 0 | 0
Gen_BB001 | MW | SEPD | Steady Progression | Nairn | 0 | 0 | 0 | 0 | 0 | 0 | 0 | 0 | 0 | 0 | 0 | 0 | 0 | 0 | 0 | 0 | 0 | 0 | 0 | 0 | 0 | 0 | 0 | 0 | 0 | 0 | 0 | 0 | 0 | 0 | 0 | 0
Gen_BB004 | MW | SEPD | Steady Progression | Nairn | 1.249 | 1.249 | 1.249 | 1.249 | 1.249 | 1.249 | 1.249 | 1.249 | 1.249 | 1.249 | 1.249 | 1.249 | 1.249 | 1.249 | 1.249 | 1.249 | 1.249 | 1.249 | 1.249 | 1.249 | 1.249 | 1.249 | 1.249 | 1.249 | 1.249 | 1.249 | 1.249 | 1.249 | 1.249 | 1.249 | 1.249 | 1.249
Gen_BB005 | MW | SEPD | Steady Progression | Nairn | 0 | 0 | 0 | 0 | 0 | 0 | 0 | 0 | 0 | 0 | 0 | 0 | 0 | 0 | 0 | 0 | 0 | 0 | 0 | 0 | 0 | 0 | 0 | 0 | 0 | 0 | 0 | 0 | 0 | 0 | 0 | 0
Gen_BB006 | MW | SEPD | Steady Progression | Nairn | 0 | 0 | 0 | 0 | 0 | 0 | 0 | 0 | 0 | 0 | 0 | 0 | 0 | 0 | 0 | 0 | 0 | 0 | 0 | 0 | 0 | 0 | 0 | 0 | 0 | 0 | 0 | 0 | 0 | 0 | 0 | 0
Gen_BB008 | MW | SEPD | Steady Progression | Nairn | 0 | 0 | 0 | 0 | 0 | 0 | 0 | 0 | 0 | 0 | 0 | 0 | 0 | 0 | 0 | 0 | 0 | 0 | 0 | 0 | 0 | 0 | 0 | 0 | 0 | 0 | 0 | 0 | 0 | 0 | 0 | 0
Gen_BB010 | MW | SEPD | Steady Progression | Nairn | 0 | 0 | 0 | 0 | 0 | 0 | 0 | 0 | 0 | 0 | 0 | 0 | 0 | 0 | 0 | 0 | 0 | 0 | 0 | 0 | 0 | 0 | 0 | 0 | 0 | 0 | 0 | 0 | 0 | 0 | 0 | 0
Gen_BB011 | MW | SEPD | Steady Progression | Nairn | 0 | 0 | 0 | 0 | 0 | 0 | 0 | 0 | 0 | 0 | 0 | 0 | 0 | 0 | 0 | 0 | 0 | 0 | 0 | 0 | 0 | 0 | 0 | 0 | 0 | 0 | 0 | 0 | 0 | 0 | 0 | 0
Gen_BB012 | MW | SEPD | Steady Progression | Nairn | 0.22394 | 0.22744 | 0.23314 | 0.23795 | 0.24238 | 0.24604 | 0.24929 | 0.25405 | 0.26019 | 0.26775 | 0.27673 | 0.28707 | 0.29693 | 0.30641 | 0.31558 | 0.3245 | 0.33317 | 0.34154 | 0.34981 | 0.35787 | 0.36582 | 0.37372 | 0.38019 | 0.38644 | 0.39247 | 0.39831 | 0.40398 | 0.40831 | 0.41255 | 0.41671 | 0.42077 | 0.42477
Gen_BB013 | MW | SEPD | Steady Progression | Nairn | 2.2803 | 2.3145 | 2.3678 | 2.4144 | 2.4643 | 2.5118 | 2.5594 | 2.6182 | 2.6851 | 2.7594 | 2.8465 | 2.946 | 3.0494 | 3.1581 | 3.274 | 3.3723 | 3.4729 | 3.5734 | 3.6753 | 3.7686 | 3.8574 | 3.9435 | 4.0248 | 4.1027 | 4.1764 | 4.2467 | 4.3159 | 4.3778 | 4.4384 | 4.4984 | 4.5582 | 4.6187
Gen_BB014 | MW | SEPD | Steady Progression | Nairn | 0 | 0 | 0 | 0 | 0 | 0 | 0 | 0 | 0 | 0 | 0 | 0 | 0 | 0 | 0 | 0 | 0 | 0 | 0 | 0 | 0 | 0 | 0 | 0 | 0 | 0 | 0 | 0 | 0 | 0 | 0 | 0
Gen_BB015 | MW | SEPD | Steady Progression | Nairn | 100.1 | 100.1 | 100.1 | 100.1 | 119.5 | 142.5 | 142.5 | 142.5 | 142.5 | 145.2921 | 145.6356 | 146.8304 | 147.4803 | 147.8135 | 149.766 | 152.6645 | 152.9871 | 153.3061 | 153.6214 | 153.9327 | 154.24 | 154.5435 | 154.8432 | 155.139 | 173.5559 | 173.8438 | 174.1277 | 174.413 | 181.5998 | 181.888 | 182.1776 | 182.4686
Gen_BB016 | MW | SEPD | Steady Progression | Nairn | 0.99643 | 0.99643 | 0.99944 | 1.0029 | 1.0065 | 1.0106 | 1.0161 | 1.0239 | 1.0372 | 1.0593 | 1.0921 | 1.1309 | 1.1729 | 1.2144 | 1.2551 | 1.2952 | 1.3347 | 1.3735 | 1.4098 | 1.4436 | 1.4753 | 1.5048 | 1.5323 | 1.558 | 1.5819 | 1.6042 | 1.6251 | 1.6449 | 1.6627 | 1.6787 | 1.6931 | 1.7061
Gen_BB017 | MW | SEPD | Steady Progression | Nairn | 0 | 0 | 0 | 0 | 0 | 0 | 0 | 0 | 0 | 0 | 0 | 0 | 0 | 0 | 0 | 0 | 0 | 0 | 0 | 0 | 0 | 0 | 0 | 0 | 0 | 0 | 0 | 0 | 0 | 0 | 0 | 0
Gen_BB018 | MW | SEPD | Steady Progression | Nairn | 0.092 | 0.092 | 0.092 | 0.092 | 0.092138 | 0.092702 | 0.092736 | 0.092901 | 0.093062 | 0.09309 | 0.093248 | 0.093275 | 0.093428 | 0.093584 | 0.093603 | 0.093757 | 0.093777 | 0.093926 | 0.093944 | 0.094091 | 0.094107 | 0.094122 | 0.094269 | 0.094282 | 0.094428 | 0.09444 | 0.094451 | 0.094595 | 0.094605 | 0.094748 | 0.094756 | 0.094767
Hydrogen electrolysis | MW | SEPD | Steady Progression | Nairn | 0 | 0 | 0 | 0 | 0 | 0 | 0 | 0 | 0 | 0 | 0 | 0 | 0 | 0 | 0 | 0 | 0 | 0 | 0 | 0 | 0 | 0 | 0 | 0 | 0 | 0 | 0 | 0 | 0 | 0 | 0 | 0
Lct_BB001 | Number | SEPD | Steady Progression | Nairn | 58.7104 | 74.3792 | 105.6377 | 173.8024 | 253.3393 | 360.2186 | 499.3031 | 654.4774 | 844.9561 | 1078.1613 | 1362.3521 | 1886.4442 | 2529.3888 | 3172.4291 | 3815.3457 | 4458.3888 | 5101.3145 | 5968.3799 | 7021.5302 | 8139.3915 | 9293.3502 | 10570.0369 | 11820.5367 | 12998.9523 | 14077.6855 | 15054.849 | 15763.1413 | 16071.1578 | 16378.681 | 16673.0757 | 16973.4012 | 17256.6585
Lct_BB003 | Number | SEPD | Steady Progression | Nairn | 0 | 0 | 0 | 0 | 0 | 0 | 0 | 0 | 0 | 0 | 0 | 0 | 0 | 0 | 0 | 0 | 0 | 0 | 0 | 0 | 0 | 0 | 0 | 0 | 0 | 0 | 0 | 0 | 0 | 0 | 0 | 0
Lct_BB005 | Number | SEPD | Steady Progression | Nairn | 166.7472 | 182.5367 | 193.3254 | 204.6107 | 220.2421 | 235.3961 | 251.0477 | 269.5227 | 279.4271 | 291.6629 | 309.9871 | 325.5069 | 397.5097 | 470.3467 | 544.2307 | 614.8585 | 685.9788 | 783.0079 | 880.0947 | 975.4813 | 1069.8094 | 1163.4945 | 1350.6312 | 1537.387 | 1723.7402 | 1909.9009 | 2096.4949 | 2251.8597 | 2407.6911 | 2564.2452 | 2721.8175 | 2880.7021
Lct_BB006 | Number | SEPD | Steady Progression | Nairn | 0 | 0 | 0.6069 | 1.2072 | 1.802 | 2.3908 | 2.973 | 7.2413 | 11.4494 | 19.4294 | 27.2898 | 35.0325 | 55.9781 | 76.7492 | 97.3507 | 117.7808 | 138.0388 | 147.92 | 157.6728 | 167.2972 | 176.7931 | 186.1634 | 210.0556 | 233.5475 | 256.6417 | 279.3334 | 301.6239 | 345.0183 | 388.4127 | 431.8071 | 475.2015 | 518.5959
Lct_BB007 | Number | SEPD | Steady Progression | Nairn | 28.2422 | 30.2469 | 29.7263 | 31.7209 | 33.5468 | 35.2765 | 37.0885 | 39.3655 | 39.8394 | 40.4077 | 41.6008 | 42.2667 | 50.4552 | 58.6437 | 66.8322 | 75.0207 | 83.2092 | 94.876 | 106.4854 | 118.0374 | 129.532 | 140.9692 | 164.8926 | 188.8159 | 212.7392 | 236.6625 | 260.5859 | 280.2752 | 299.9645 | 319.6538 | 339.3431 | 359.0325
Lct_BB008 | Number | SEPD | Steady Progression | Nairn | 0 | 0 | 0.05845 | 0.11627 | 0.17353 | 0.23022 | 0.2863 | 0.69424 | 1.0963 | 1.4926 | 1.883 | 2.2675 | 3.3078 | 4.3395 | 5.3627 | 6.3773 | 7.3833 | 7.874 | 8.3584 | 8.8363 | 9.308 | 9.7733 | 10.9599 | 12.1266 | 13.2735 | 14.4004 | 15.5074 | 17.6625 | 19.8176 | 21.9727 | 24.1277 | 26.2828
Lct_BB010b | MW | SEPD | Steady Progression | Nairn | 0.196 | 0.30252 | 0.39229 | 0.63113 | 0.93129 | 1.3511 | 1.8769 | 2.4278 | 3.1369 | 3.9417 | 5.0056 | 7.0806 | 9.1278 | 11.1061 | 12.9823 | 15.0417 | 17.0702 | 20.328 | 24.1117 | 29.9704 | 35.9281 | 42.8286 | 48.2305 | 52.2708 | 55.135 | 57.3363 | 57.6911 | 58.2245 | 58.7089 | 59.1233 | 59.5741 | 59.9465
Lct_BB011b | MW | SEPD | Steady Progression | Nairn | 0.094 | 0.101 | 0.12198 | 0.15333 | 0.18508 | 0.22253 | 0.26742 | 0.31265 | 0.36381 | 0.42296 | 0.49067 | 0.56875 | 0.67786 | 0.80436 | 0.95092 | 1.1169 | 1.3033 | 1.517 | 1.7498 | 1.9959 | 2.251 | 2.4997 | 2.7408 | 2.9678 | 3.1737 | 3.355 | 3.511 | 3.5826 | 3.6527 | 3.7228 | 3.794 | 3.8624
Lct_BB012b | MW | SEPD | Steady Progression | Nairn | 0.23 | 0.2554 | 0.28105 | 0.34142 | 0.40217 | 0.47847 | 0.56964 | 0.66774 | 0.78177 | 0.91472 | 1.069 | 1.2481 | 1.5123 | 1.8196 | 2.173 | 2.5729 | 3.0211 | 3.5372 | 4.0959 | 4.6855 | 5.2957 | 5.8676 | 6.4148 | 6.9236 | 7.3773 | 7.7678 | 8.164 | 8.2262 | 8.2687 | 8.2959 | 8.3159 | 8.3159
Lct_BB013b | MW | SEPD | Steady Progression | Nairn | 0 | 0.001 | 0.00194 | 0.00354 | 0.00414 | 0.00494 | 0.00536 | 0.00972 | 0.01478 | 0.02066 | 0.02746 | 0.03528 | 0.05 | 0.06718 | 0.08704 | 0.10964 | 0.13516 | 0.16456 | 0.19662 | 0.23072 | 0.26624 | 0.30036 | 0.33342 | 0.36458 | 0.39288 | 0.41788 | 0.43724 | 0.44588 | 0.4534 | 0.4599 | 0.4656 | 0.46592
Lct_BB014 | Number | SEPD | Steady Progression | Nairn | 13.0246 | 13.1245 | 15.1431 | 17.4138 | 20.1387 | 23.2474 | 26.8128 | 34.4048 | 39.2041 | 44.8131 | 51.1312 | 58.3287 | 112.0952 | 128.8847 | 148.4915 | 170.9027 | 196.7714 | 215.7669 | 237.0931 | 260.984 | 287.7024 | 317.8488 | 452.2678 | 501.158 | 555.4501 | 616.8909 | 685.9305 | 788.9175 | 907.4011 | 1043.4933 | 1199.8691 | 1379.6242
Other generation | MW | SEPD | Steady Progression | Nairn | 0 | 0 | 0 | 0 | 0 | 0 | 0 | 0 | 0 | 0 | 0 | 0 | 0 | 0 | 0 | 0 | 0 | 0 | 0 | 0 | 0 | 0 | 0 | 0 | 0 | 0 | 0 | 0 | 0 | 0 | 0 | 0
Srg_BB001 | MW | SEPD | Steady Progression | Nairn | 0 | 0.15437 | 0.22115 | 0.28968 | 0.36941 | 30.3591 | 30.4924 | 31.303 | 31.4969 | 31.688 | 31.9012 | 32.2127 | 32.3347 | 32.4568 | 32.5801 | 32.7243 | 33.0093 | 33.1888 | 33.3778 | 33.5679 | 33.7523 | 33.9517 | 34.1506 | 34.362 | 34.5861 | 34.8274 | 35.031 | 35.0611 | 35.0916 | 35.1161 | 35.1367 | 35.1602
Srg_BB002 | MW | SEPD | Steady Progression | Nairn | 0 | 0 | 0.002283 | 0.0046317 | 0.0070295 | 0.0094745 | 0.011961 | 0.035886 | 0.048389 | 0.061442 | 0.075222 | 0.089903 | 0.092598 | 0.095194 | 0.097712 | 0.10017 | 0.10257 | 0.10493 | 0.10721 | 0.10948 | 0.11169 | 0.11389 | 0.16087 | 0.20897 | 0.25847 | 0.30933 | 0.3615 | 0.36708 | 0.37136 | 0.37554 | 0.37965 | 0.38368
Data centres (MW) | MW | SEPD | Steady Progression | Persley | 0 | 0 | 0 | 0 | 0 | 0 | 0 | 0 | 0 | 0 | 0 | 0 | 0 | 0 | 0 | 0 | 0 | 0 | 0 | 0 | 0 | 0 | 0 | 0 | 0 | 0 | 0 | 0 | 0 | 0 | 0 | 0
Dem_BB001a | Number of homes (cumulative) | SEPD | Steady Progression | Persley | 0 | 455.2024 | 882.9114 | 1232.8345 | 1610.8137 | 2034.7016 | 2461.7714 | 2893.63 | 3283.1878 | 3672.2379 | 4081.6912 | 4468.493 | 4812.8901 | 5130.3692 | 5417.7983 | 5699.7983 | 5945.7983 | 6194.0811 | 6445.6682 | 6671.8289 | 6884.6934 | 7085.1271 | 7188.4768 | 7277.5857 | 7354.4785 | 7421.1877 | 7477.7689 | 7525.2431 | 7561.6273 | 7587.9064 | 7606.0919 | 7615.1798
Dem_BB002b | Floorspace (m2) (cumulative) | SEPD | Steady Progression | Persley | 0 | 125115.3 | 225208.1 | 318269.654 | 415807.098 | 539975.432 | 672734.656 | 792103.95 | 906164.094 | 1020490.088 | 1108616.732 | 1199593.376 | 1252044.13 | 1293373.46 | 1326111.9 | 1352959.45 | 1370341.15 | 1381757 | 1387682 | 1390757 | 1390982 | 1391207 | 1391432 | 1391657 | 1391657 | 1391657 | 1391657 | 1391657 | 1391657 | 1391657 | 1391657 | 1391657
Domestic direct electric heating | Number | SEPD | Steady Progression | Persley | 2582.9073 | 2632.0714 | 2678.2821 | 2715.9734 | 2756.7971 | 2802.4815 | 2848.5981 | 2895.1467 | 2937.1591 | 2979.1714 | 3023.3437 | 3090.9189 | 3112.927 | 3133.0393 | 3151.5849 | 3172.5926 | 3189.7173 | 3212.9002 | 3233.0236 | 3251.2707 | 3268.805 | 3285.1531 | 3293.5046 | 3300.9125 | 3307.4251 | 3313.2657 | 3318.0924 | 3322.0208 | 3324.8221 | 3326.6088 | 3327.6088 | 3327.7079
Gas: Hydrogen peaking | MW | SEPD | Steady Progression | Persley | 0 | 0 | 0 | 0 | 0 | 0 | 0 | 0 | 0 | 0 | 0 | 0 | 0 | 0 | 0 | 0 | 0 | 0 | 0 | 0 | 0 | 0 | 0 | 0 | 0 | 0 | 0 | 0 | 0 | 0 | 0 | 0
Gen_BB001 | MW | SEPD | Steady Progression | Persley | 14.15 | 14.15 | 14.15 | 14.15 | 14.15 | 14.15 | 14.15 | 14.15 | 14.15 | 14.15 | 14.15 | 14.15 | 14.15 | 14.15 | 14.15 | 14.15 | 14.15 | 14.15 | 14.15 | 14.15 | 2.15 | 2.15 | 2.15 | 2.15 | 2.15 | 2.15 | 2.15 | 2.15 | 2.15 | 2.15 | 2.15 | 2.15
Gen_BB004 | MW | SEPD | Steady Progression | Persley | 7.795 | 7.795 | 7.795 | 7.795 | 7.795 | 7.795 | 7.795 | 7.795 | 7.795 | 7.795 | 7.795 | 7.795 | 7.795 | 7.795 | 7.795 | 7.795 | 7.795 | 7.795 | 7.795 | 7.795 | 7.795 | 7.795 | 7.795 | 7.795 | 7.795 | 7.795 | 7.795 | 7.795 | 7.795 | 7.795 | 7.795 | 7.795
Gen_BB005 | MW | SEPD | Steady Progression | Persley | 0 | 0 | 0 | 0 | 0 | 0 | 0 | 0 | 0 | 0 | 0 | 0 | 0 | 0 | 0 | 0 | 0 | 0 | 0 | 0 | 0 | 0 | 0 | 0 | 0 | 0 | 0 | 0 | 0 | 0 | 0 | 0
Gen_BB006 | MW | SEPD | Steady Progression | Persley | 0 | 0 | 0 | 0 | 0 | 0 | 0 | 0 | 0 | 0 | 0 | 0 | 0 | 0 | 0 | 0 | 0 | 0 | 0 | 0 | 0 | 0 | 0 | 0 | 0 | 0 | 0 | 0 | 0 | 0 | 0 | 0
Gen_BB008 | MW | SEPD | Steady Progression | Persley | 0 | 0 | 0 | 0 | 0 | 0 | 0 | 0 | 0 | 0 | 0 | 0 | 0 | 0 | 0 | 0 | 0 | 0 | 0 | 0 | 0 | 0 | 0 | 0 | 0 | 0 | 0 | 0 | 0 | 0 | 0 | 0
Gen_BB010 | MW | SEPD | Steady Progression | Persley | 0.499 | 0.499 | 0.499 | 0.499 | 0.499 | 0.499 | 0.499 | 0.499 | 0.499 | 0.499 | 0.499 | 0.499 | 0.499 | 0.499 | 0.499 | 0.499 | 0.499 | 0.499 | 0.499 | 0.499 | 0.499 | 0.499 | 0.499 | 0.499 | 0.499 | 0.499 | 0.499 | 0.499 | 0.499 | 0.499 | 0.499 | 0.499
Gen_BB011 | MW | SEPD | Steady Progression | Persley | 0 | 0 | 0 | 0 | 0 | 0 | 0 | 0 | 0 | 0 | 0 | 0 | 0 | 0 | 0 | 0 | 0 | 0 | 0 | 0 | 0 | 0 | 0 | 0 | 0 | 0 | 0 | 0 | 0 | 0 | 0 | 0
Gen_BB012 | MW | SEPD | Steady Progression | Persley | 0.20646 | 0.20909 | 0.21357 | 0.21752 | 0.2213 | 0.22453 | 0.22748 | 0.23191 | 0.23785 | 0.24518 | 0.25423 | 0.26509 | 0.27587 | 0.28661 | 0.29734 | 0.3081 | 0.31885 | 0.32949 | 0.34025 | 0.35095 | 0.36172 | 0.37262 | 0.38171 | 0.39063 | 0.39937 | 0.40796 | 0.4164 | 0.42292 | 0.42934 | 0.43568 | 0.44194 | 0.44812
Gen_BB013 | MW | SEPD | Steady Progression | Persley | 1.6853 | 1.7746 | 1.8951 | 2.0032 | 2.1196 | 2.2439 | 2.3735 | 2.5282 | 2.6964 | 2.8682 | 3.0658 | 3.2779 | 3.4881 | 3.7003 | 3.9152 | 4.1457 | 4.3733 | 4.6096 | 4.8477 | 5.0823 | 5.3187 | 5.5546 | 5.744 | 5.9303 | 6.1142 | 6.2963 | 6.4748 | 6.6349 | 6.7901 | 6.9406 | 7.0877 | 7.2303
Gen_BB014 | MW | SEPD | Steady Progression | Persley | 0 | 0 | 0 | 0 | 0 | 0 | 0 | 0 | 0 | 0 | 0 | 0 | 0 | 0 | 0 | 0 | 0 | 0 | 0 | 0 | 0 | 0 | 0 | 0 | 0 | 0 | 0 | 0 | 0 | 0 | 0 | 0
Gen_BB015 | MW | SEPD | Steady Progression | Persley | 0 | 0 | 0 | 0 | 0 | 0 | 0 | 0 | 0 | 0 | 0 | 0 | 0 | 0 | 0 | 0 | 0 | 0 | 0 | 0 | 0 | 0 | 0 | 0 | 0 | 0 | 0 | 0 | 0 | 0 | 0 | 0
Gen_BB016 | MW | SEPD | Steady Progression | Persley | 0.33 | 0.33 | 0.33 | 0.33 | 0.33 | 0.33 | 0.33 | 0.33 | 0.33 | 0.33 | 0.33 | 0.33 | 0.33 | 0.33 | 0.33 | 0.33 | 0.33 | 0.33 | 0.33 | 0.33 | 0.33 | 0.33 | 0.33 | 0.33 | 0.33 | 0.33 | 0.33 | 0.33 | 0.33 | 0.33 | 0.33 | 0.33
Gen_BB017 | MW | SEPD | Steady Progression | Persley | 0 | 0 | 0 | 0 | 0 | 0 | 0 | 0 | 0 | 0 | 0 | 0 | 0 | 0 | 0 | 0 | 0 | 0 | 0 | 0 | 0 | 0 | 0 | 0 | 0 | 0 | 0 | 0 | 0 | 0 | 0 | 0
Gen_BB018 | MW | SEPD | Steady Progression | Persley | 0 | 0 | 0 | 0 | 0 | 0 | 0 | 0 | 0 | 0 | 0 | 0 | 0 | 0 | 0 | 0 | 0 | 0 | 0 | 0 | 0 | 0 | 0 | 0 | 0 | 0 | 0 | 0 | 0 | 0 | 0 | 0
Hydrogen electrolysis | MW | SEPD | Steady Progression | Persley | 1 | bar: 2020 to 2050
Lct_BB001 | Number | SEPD | Steady Progression | Persley | 90.5781 | 115.7185 | 171.2233 | 289.3936 | 431.2627 | 624.9779 | 881.3398 | 1176.6094 | 1545.4664 | 2004.7664 | 2573.9014 | 3489.7988 | 4769.1102 | 6051.6107 | 7337.9062 | 8628.2288 | 9923.169 | 11494.7178 | 13580.0176 | 15813.0128 | 18141.8908 | 20733.4014 | 23305.595 | 25770.0053 | 28070.2221 | 30199.4139 | 32381.7611 | 33147.6405 | 33919.4918 | 34670.6528 | 35438.2057 | 36156.0803
Lct_BB003 | Number | SEPD | Steady Progression | Persley | 6.0251 | 6.91 | 10.2119 | 13.8976 | 18.1506 | 23.2156 | 29.3067 | 36.1794 | 44.8567 | 55.6993 | 69.1366 | 85.6634 | 105.8852 | 130.828 | 161.6913 | 199.3189 | 245.5057 | 300.5524 | 365.3692 | 439.0957 | 519.9921 | 612.2002 | 708.8596 | 806.5939 | 900.16 | 987.6203 | 1064.6241 | 1130.6805 | 1187.7362 | 1235.2191 | 1275.2468 | 1310.1237
Lct_BB005 | Number | SEPD | Steady Progression | Persley | 35.894 | 104.2192 | 131.5293 | 173.3374 | 239.4479 | 304.0158 | 371.7468 | 451.4302 | 483.1585 | 506.8995 | 538.112 | 565.3086 | 655.2876 | 745.2732 | 835.408 | 928.2219 | 1020.5142 | 1143.0578 | 1265.8713 | 1388.0677 | 1510.6539 | 1633.2432 | 1853.9772 | 2074.7525 | 2287.6549 | 2501.1025 | 2712.4535 | 2888.3081 | 3064.3195 | 3238.818 | 3413.0898 | 3580.7439
Lct_BB006 | Number | SEPD | Steady Progression | Persley | 0 | 0 | 5.2212 | 10.3899 | 15.5075 | 20.5719 | 25.5828 | 62.0642 | 98.0243 | 124.5393 | 150.6634 | 176.3973 | 246.0061 | 315.0447 | 383.5122 | 451.405 | 518.7257 | 551.5617 | 583.9714 | 615.9581 | 647.5192 | 678.6575 | 758.0592 | 836.1294 | 912.8711 | 988.2819 | 1062.3637 | 1206.5723 | 1350.7809 | 1494.9895 | 1639.1981 | 1783.4067
Lct_BB007 | Number | SEPD | Steady Progression | Persley | 82.2375 | 88.0751 | 86.5591 | 92.3672 | 97.6839 | 102.7207 | 107.997 | 114.6273 | 116.0075 | 117.6624 | 121.1364 | 123.0754 | 146.9193 | 170.7631 | 194.607 | 218.4508 | 242.2947 | 276.267 | 310.0722 | 343.7102 | 377.181 | 410.4847 | 480.1465 | 549.8082 | 619.4699 | 689.1317 | 758.7934 | 816.1263 | 873.4591 | 930.792 | 988.1249 | 1045.4577
Lct_BB008 | Number | SEPD | Steady Progression | Persley | 0 | 0 | 0.17015 | 0.33855 | 0.50528 | 0.67023 | 0.83347 | 2.0213 | 3.1922 | 4.3459 | 5.4827 | 6.6025 | 9.6315 | 12.6356 | 15.6149 | 18.5692 | 21.4986 | 22.9275 | 24.3378 | 25.7297 | 27.1032 | 28.4581 | 31.9133 | 35.3107 | 38.6501 | 41.9316 | 45.1552 | 51.4305 | 57.7057 | 63.981 | 70.2562 | 76.5315
Lct_BB010b | MW | SEPD | Steady Progression | Persley | 0.404 | 0.58641 | 0.79103 | 1.2221 | 1.6894 | 2.3232 | 3.1053 | 3.9286 | 4.9177 | 6.0764 | 7.4689 | 10.1443 | 12.8408 | 15.5842 | 18.3998 | 21.2657 | 24.2194 | 28.5805 | 33.5388 | 39.5212 | 46.7342 | 55.028 | 63.1691 | 69.3968 | 74.547 | 78.3009 | 79.5207 | 80.2963 | 81.2441 | 82.1191 | 82.8303 | 83.5947
Lct_BB011b | MW | SEPD | Steady Progression | Persley | 0.036 | 0.0657 | 0.09399 | 0.15835 | 0.22223 | 0.29911 | 0.38952 | 0.48067 | 0.58478 | 0.70419 | 0.84115 | 0.99797 | 1.2237 | 1.485 | 1.784 | 2.121 | 2.4979 | 2.9285 | 3.393 | 3.88 | 4.3796 | 4.8524 | 5.3018 | 5.7154 | 6.0792 | 6.3869 | 6.6401 | 6.7011 | 6.7584 | 6.8155 | 6.8735 | 6.9292
Lct_BB012b | MW | SEPD | Steady Progression | Persley | 0.468 | 0.5047 | 0.54128 | 0.62782 | 0.71511 | 0.82494 | 0.95624 | 1.0932 | 1.2517 | 1.436 | 1.6496 | 1.8968 | 2.2611 | 2.6835 | 3.1681 | 3.7149 | 4.3264 | 5.0291 | 5.7877 | 6.5858 | 7.4095 | 8.1786 | 8.9122 | 9.5914 | 10.194 | 10.7099 | 11.233 | 11.3039 | 11.3489 | 11.3753 | 11.3945 | 11.3945
Lct_BB013b | MW | SEPD | Steady Progression | Persley | 0 | 0.0004 | 0.00084 | 0.00153 | 0.00179 | 0.00213 | 0.00231 | 0.00419 | 0.00638 | 0.00892 | 0.01186 | 0.01524 | 0.02161 | 0.02904 | 0.03763 | 0.04741 | 0.05845 | 0.07117 | 0.08504 | 0.09979 | 0.11516 | 0.12992 | 0.14422 | 0.1577 | 0.16994 | 0.18075 | 0.18912 | 0.19286 | 0.19612 | 0.19893 | 0.2014 | 0.20154
Lct_BB014 | Number | SEPD | Steady Progression | Persley | 101.2249 | 102.0017 | 117.6901 | 135.3377 | 156.5145 | 180.6754 | 208.385 | 267.4219 | 304.7254 | 348.3237 | 397.4328 | 453.3773 | 702.9222 | 808.2052 | 931.1547 | 1071.6901 | 1233.906 | 1353.0224 | 1486.754 | 1636.5682 | 1804.1126 | 1993.1533 | 2563.5579 | 2840.6785 | 3148.4188 | 3496.6791 | 3888.0114 | 4471.7654 | 5143.3578 | 5914.7598 | 6801.1335 | 7820.0268
Other generation | MW | SEPD | Steady Progression | Persley | 3.38 | 3.38 | 3.38 | 3.38 | 3.38 | 3.38 | 3.38 | 3.38 | 3.38 | 3.38 | 3.38 | 3.38 | 3.38 | 3.38 | 3.38 | 3.38 | 3.38 | 3.38 | 3.38 | 3.38 | 3.38 | 3.38 | 3.38 | 3.38 | 3.38 | 3.38 | 3.38 | 3.38 | 3.38 | 3.38 | 3.38 | 3.38
Srg_BB001 | MW | SEPD | Steady Progression | Persley | 0 | 0.26706 | 0.29377 | 0.32047 | 0.34718 | 0.37388 | 0.40059 | 0.82788 | 0.85459 | 0.8813 | 0.908 | 0.93471 | 1.1088 | 1.2894 | 1.4763 | 1.6697 | 1.8694 | 1.9095 | 1.9495 | 1.9896 | 2.0297 | 2.0697 | 2.3201 | 2.5704 | 2.8208 | 3.0712 | 3.3216 | 3.3216 | 3.3216 | 3.3216 | 3.3216 | 3.3216
Srg_BB002 | MW | SEPD | Steady Progression | Persley | 0 | 0 | 0.0017633 | 0.0036173 | 0.0055474 | 0.0075466 | 0.0096075 | 0.02983 | 0.040658 | 0.052196 | 0.064666 | 0.0783 | 0.080862 | 0.083385 | 0.085882 | 0.088364 | 0.090841 | 0.093304 | 0.095732 | 0.098177 | 0.1006 | 0.10303 | 0.15573 | 0.21025 | 0.26691 | 0.32567 | 0.38651 | 0.39306 | 0.39812 | 0.4031 | 0.40801 | 0.41285
Data centres (MW) | MW | SEPD | Steady Progression | Peterhead Grange | 0 | 0 | 0 | 0 | 0 | 0 | 0 | 0 | 0 | 0 | 0 | 0 | 0 | 0 | 0 | 0 | 0 | 0 | 0 | 0 | 0 | 0 | 0 | 0 | 0 | 0 | 0 | 0 | 0 | 0 | 0 | 0
Dem_BB001a | Number of homes (cumulative) | SEPD | Steady Progression | Peterhead Grange | 0 | 58.2847 | 132.7122 | 179.9182 | 251.14 | 322.3361 | 376.5834 | 429.7712 | 482.8743 | 539.1161 | 592.1896 | 643.6231 | 695.1718 | 744.9969 | 794.1998 | 851.5144 | 892.5144 | 933.4274 | 976.4251 | 1018.3042 | 1059.1009 | 1099.774 | 1120.1473 | 1138.4539 | 1154.7009 | 1168.897 | 1181.0578 | 1191.1889 | 1199.2952 | 1205.3724 | 1209.4237 | 1211.448
Dem_BB002b | Floorspace (m2) (cumulative) | SEPD | Steady Progression | Peterhead Grange | 0 | 1.305 | 2.2776 | 2002.9206 | 4170.2781 | 6504.3501 | 7005.1366 | 7505.9532 | 8006.9236 | 8507.9515 | 9009.0369 | 9510.1798 | 9843.9757 | 10011.0167 | 10011.3432 | 10011.622 | 10011.852 | 10012.0245 | 10012.1395 | 10012.197 | 10012.197 | 10012.197 | 10012.197 | 10012.197 | 10012.197 | 10012.197 | 10012.197 | 10012.197 | 10012.197 | 10012.197 | 10012.197 | 10012.197
Domestic direct electric heating | Number | SEPD | Steady Progression | Peterhead Grange | 332.2463 | 338.5139 | 346.5043 | 351.5801 | 359.2482 | 366.9163 | 372.7483 | 378.4723 | 384.1964 | 390.2444 | 395.9684 | 407.3741 | 411.7432 | 416.246 | 420.9889 | 426.3216 | 431.7851 | 437.7439 | 443.5342 | 449.4395 | 455.3422 | 461.2411 | 465.7475 | 470.0438 | 474.2336 | 478.3166 | 482.1794 | 485.8233 | 489.2489 | 492.4567 | 495.4476 | 498.2219
Gas: Hydrogen peaking | MW | SEPD | Steady Progression | Peterhead Grange | 0 | 0 | 0 | 0 | 0 | 0 | 0 | 0 | 0 | 0 | 0 | 0 | 0 | 0 | 0 | 0 | 0 | 0 | 0 | 0 | 0 | 0 | 0 | 0 | 0 | 0 | 0 | 0 | 0 | 0 | 0 | 0
Gen_BB001 | MW | SEPD | Steady Progression | Peterhead Grange | 0 | 0 | 0 | 0 | 0 | 0 | 0 | 0 | 0 | 0 | 0 | 0 | 0 | 0 | 0 | 0 | 0 | 0 | 0 | 0 | 0 | 0 | 0 | 0 | 0 | 0 | 0 | 0 | 0 | 0 | 0 | 0
Gen_BB004 | MW | SEPD | Steady Progression | Peterhead Grange | 0.05 | 0.05 | 0.05 | 0.05 | 0.05 | 0.05 | 0.05 | 0.05 | 0.05 | 0.05 | 0.05 | 0.05 | 0.05 | 0.05 | 0.05 | 0.05 | 0.05 | 0.05 | 0.05 | 0.05 | 0.05 | 0.05 | 0.05 | 0.05 | 0.05 | 0.05 | 0.05 | 0.05 | 0.05 | 0.05 | 0.05 | 0.05
Gen_BB005 | MW | SEPD | Steady Progression | Peterhead Grange | 0 | 0 | 0 | 0 | 0 | 0 | 0 | 0 | 0 | 0 | 0 | 0 | 0 | 0 | 0 | 0 | 0 | 0 | 0 | 0 | 0 | 0 | 0 | 0 | 0 | 0 | 0 | 0 | 0 | 0 | 0 | 0
Gen_BB006 | MW | SEPD | Steady Progression | Peterhead Grange | 0 | 0 | 0 | 0 | 0 | 0 | 0 | 0 | 0 | 0 | 0 | 0 | 0 | 0 | 0 | 0 | 0 | 0 | 0 | 0 | 0 | 0 | 0 | 0 | 0 | 0 | 0 | 0 | 0 | 0 | 0 | 0
Gen_BB008 | MW | SEPD | Steady Progression | Peterhead Grange | 0 | 0 | 0 | 0 | 0 | 0 | 0 | 0 | 0 | 0 | 0 | 0 | 0 | 0 | 0 | 0 | 0 | 0 | 0 | 0 | 0 | 0 | 0 | 0 | 0 | 0 | 0 | 0 | 0 | 0 | 0 | 0
Gen_BB010 | MW | SEPD | Steady Progression | Peterhead Grange | 0 | 0 | 0 | 0 | 0 | 0 | 0 | 0 | 0 | 0 | 0 | 0 | 0 | 0 | 0 | 0 | 0 | 0 | 0 | 0 | 0 | 0 | 0 | 0 | 0 | 0 | 0 | 0 | 0 | 0 | 0 | 0
Gen_BB011 | MW | SEPD | Steady Progression | Peterhead Grange | 0 | 0 | 0 | 0 | 0 | 0 | 0 | 0 | 0 | 0 | 0 | 0 | 0 | 0 | 0 | 0 | 0 | 0 | 0 | 0 | 0 | 0 | 0 | 0 | 0 | 0 | 0 | 0 | 0 | 0 | 0 | 0
Gen_BB012 | MW | SEPD | Steady Progression | Peterhead Grange | 0.18516 | 0.18629 | 0.18814 | 0.18972 | 0.19119 | 0.19241 | 0.1935 | 0.23878 | 0.29953 | 0.39024 | 0.5113 | 0.67711 | 0.88626 | 1.138 | 1.3827 | 1.7079 | 1.895 | 1.9583 | 2.0673 | 2.1305 | 2.2653 | 2.4001 | 2.5209 | 2.6288 | 2.7237 | 2.7801 | 2.8271 | 2.8726 | 2.9185 | 2.9648 | 3.0326 | 3.0789
Gen_BB013 | MW | SEPD | Steady Progression | Peterhead Grange | 0.73174 | 0.74561 | 0.76732 | 0.78479 | 0.80656 | 0.8283 | 0.8471 | 0.86982 | 0.89651 | 0.92891 | 0.96504 | 1.0051 | 1.0461 | 1.0884 | 1.1325 | 1.1798 | 1.2292 | 1.2797 | 1.3313 | 1.3842 | 1.4383 | 1.4934 | 1.5397 | 1.5855 | 1.6314 | 1.6773 | 1.7226 | 1.7635 | 1.8037 | 1.8431 | 1.8817 | 1.9194
Gen_BB014 | MW | SEPD | Steady Progression | Peterhead Grange | 30 | 30 | 30 | 30 | 30 | 30 | 30 | 30 | 30 | 30 | 30 | 30 | 30 | 30 | 30 | 30 | 30 | 30 | 30 | 30 | 30 | 30 | 30 | 30 | 30 | 30 | 30 | 30 | 30 | 30 | 30 | 30
Gen_BB015 | MW | SEPD | Steady Progression | Peterhead Grange | 0 | 0 | 0 | 0 | 0 | 0 | 0 | 0 | 0 | 0 | 0 | 0 | 0 | 0 | 0 | 0 | 0 | 0 | 0 | 0 | 0 | 0 | 0 | 0 | 0 | 0 | 0 | 0 | 0 | 0 | 0 | 0
Gen_BB016 | MW | SEPD | Steady Progression | Peterhead Grange | 0.85 | 0.85 | 0.85 | 0.85 | 0.85 | 0.85 | 0.85 | 0.85 | 0.85 | 0.85 | 0.85 | 0.85 | 0.85 | 0.85 | 0.85 | 0.85 | 0.85 | 0.85 | 0.85 | 0.85 | 0.85 | 0.85 | 0.85 | 0.85 | 0.85 | 0.85 | 0.85 | 0.85 | 0.85 | 0.85 | 0.85 | 0.85
Gen_BB017 | MW | SEPD | Steady Progression | Peterhead Grange | 0 | 0 | 0 | 0 | 0 | 0 | 0 | 0 | 0 | 0 | 0 | 0 | 0 | 0 | 0 | 0 | 0 | 0 | 0 | 0 | 0 | 0 | 0 | 0 | 0 | 0 | 0 | 0 | 0 | 0 | 0 | 0
Gen_BB018 | MW | SEPD | Steady Progression | Peterhead Grange | 0 | 0 | 0 | 0 | 0 | 0 | 0 | 0 | 0 | 0 | 0 | 0 | 0 | 0 | 0 | 0 | 0 | 0 | 0 | 0 | 0 | 0 | 0 | 0 | 0 | 0 | 0 | 0 | 0 | 0 | 0 | 0
Hydrogen electrolysis | MW | SEPD | Steady Progression | Peterhead Grange | 0 | 0 | 0 | 0 | 0 | 0 | 0 | 0 | 0 | 0 | 0 | 0 | 0 | 0 | 0 | 0 | 0 | 0 | 0 | 0 | 0 | 0 | 0 | 0 | 0 | 0 | 0 | 0 | 0 | 0 | 0 | 0
Lct_BB001 | Number | SEPD | Steady Progression | Peterhead Grange | 28.5844 | 36.2592 | 52.4954 | 87.1884 | 128.1189 | 183.3557 | 255.1177 | 335.8987 | 435.3637 | 557.7284 | 707.4747 | 1019.2941 | 1475.1469 | 1931.6575 | 2388.8873 | 2846.9047 | 3305.8168 | 3874.4899 | 4566.1437 | 5303.0515 | 6067.4272 | 6915.1505 | 7750.738 | 8544.5163 | 9278.1366 | 9949.9775 | 10528.6861 | 10758.264 | 10988.928 | 11212.161 | 11440.2855 | 11655.2755
Lct_BB003 | Number | SEPD | Steady Progression | Peterhead Grange | 0 | 0 | 0.29713 | 0.74497 | 1.2664 | 1.8859 | 2.6315 | 3.3907 | 4.3923 | 6.0667 | 7.9636 | 10.4626 | 13.2873 | 16.6682 | 20.8652 | 26.0014 | 32.3257 | 39.8921 | 48.8352 | 59.0515 | 70.3152 | 83.1925 | 96.7603 | 110.5567 | 123.8582 | 136.388 | 147.536 | 157.2198 | 165.6968 | 172.879 | 179.0531 | 184.5348
Lct_BB005 | Number | SEPD | Steady Progression | Peterhead Grange | 67.9581 | 72.9596 | 76.6477 | 80.2928 | 86.4059 | 92.3388 | 97.8381 | 103.8038 | 107.2062 | 110.9482 | 115.5195 | 119.5314 | 137.4403 | 155.4838 | 173.9004 | 192.8504 | 212.1566 | 237.7257 | 263.4709 | 289.4971 | 315.6374 | 342.0741 | 389.8876 | 437.7545 | 485.7818 | 534.0554 | 582.437 | 623.3768 | 664.4795 | 705.674 | 747.0608 | 788.5548
Lct_BB006 | Number | SEPD | Steady Progression | Peterhead Grange | 0 | 0 | 0.9422 | 1.8747 | 2.7977 | 3.7104 | 4.6149 | 11.2064 | 17.7025 | 25.6463 | 33.4749 | 41.1847 | 62.0432 | 82.7291 | 103.2442 | 123.5863 | 143.7562 | 153.5937 | 163.3069 | 172.891 | 182.3485 | 191.6779 | 215.4701 | 238.8626 | 261.8564 | 284.4517 | 306.6493 | 349.8593 | 393.0693 | 436.2793 | 479.4893 | 522.6993
Lct_BB007 | Number | SEPD | Steady Progression | Peterhead Grange | 23.0872 | 24.7261 | 24.3005 | 25.931 | 27.4237 | 28.8377 | 30.3189 | 32.1803 | 32.5678 | 33.0323 | 34.0076 | 34.552 | 41.2459 | 47.9397 | 54.6336 | 61.3274 | 68.0213 | 77.5586 | 87.049 | 96.4925 | 105.889 | 115.2387 | 134.7954 | 154.3521 | 173.9088 | 193.4655 | 213.0223 | 229.1178 | 245.2134 | 261.3089 | 277.4044 | 293.5
Lct_BB008 | Number | SEPD | Steady Progression | Peterhead Grange | 0 | 0 | 0.04779 | 0.09507 | 0.14186 | 0.18818 | 0.23399 | 0.56745 | 0.89611 | 1.22 | 1.5391 | 1.8535 | 2.7039 | 3.5473 | 4.3837 | 5.2131 | 6.0355 | 6.4367 | 6.8326 | 7.2233 | 7.6089 | 7.9893 | 8.9593 | 9.9131 | 10.8506 | 11.7718 | 12.6768 | 14.4385 | 16.2002 | 17.962 | 19.7237 | 21.4854
Lct_BB010b | MW | SEPD | Steady Progression | Peterhead Grange | 0.189 | 0.2461 | 0.30406 | 0.44608 | 0.57912 | 0.77063 | 1.0433 | 1.3023 | 1.6305 | 1.9904 | 2.4773 | 3.6515 | 4.8529 | 6.0567 | 7.2312 | 8.478 | 9.6908 | 11.4657 | 13.5293 | 17.0048 | 20.2491 | 23.6408 | 26.7579 | 28.978 | 30.6377 | 31.9785 | 32.2118 | 32.4988 | 32.7788 | 32.9846 | 33.2968 | 33.4844
Lct_BB011b | MW | SEPD | Steady Progression | Peterhead Grange | 0.028 | 0.0377 | 0.05004 | 0.07464 | 0.09986 | 0.12981 | 0.16537 | 0.20131 | 0.24243 | 0.28957 | 0.34399 | 0.40682 | 0.49289 | 0.59309 | 0.70885 | 0.84033 | 0.9898 | 1.1612 | 1.3494 | 1.5506 | 1.7605 | 1.9701 | 2.1768 | 2.3749 | 2.5585 | 2.724 | 2.8708 | 2.9592 | 3.0456 | 3.1319 | 3.2195 | 3.3037
Lct_BB012b | MW | SEPD | Steady Progression | Peterhead Grange | 0.158 | 0.1594 | 0.16108 | 0.16797 | 0.17511 | 0.1848 | 0.19603 | 0.20897 | 0.22422 | 0.24226 | 0.26337 | 0.28804 | 0.32735 | 0.37301 | 0.42547 | 0.48452 | 0.55052 | 0.62653 | 0.70836 | 0.79435 | 0.88315 | 0.96487 | 1.0425 | 1.114 | 1.1773 | 1.2313 | 1.2832 | 1.2956 | 1.3055 | 1.3131 | 1.3187 | 1.3187
Lct_BB013b | MW | SEPD | Steady Progression | Peterhead Grange | 0 | 0 | 0 | 0 | 0 | 0 | 0 | 0 | 0 | 0 | 0 | 0 | 0 | 0 | 0 | 0 | 0 | 0 | 0 | 0 | 0 | 0 | 0 | 0 | 0 | 0 | 0 | 0 | 0 | 0 | 0 | 0
Lct_BB014 | Number | SEPD | Steady Progression | Peterhead Grange | 7.3978 | 7.4546 | 8.6011 | 9.8908 | 11.4385 | 13.2042 | 15.2293 | 31.7479 | 36.1766 | 41.3525 | 47.1826 | 53.8243 | 109.6699 | 126.0962 | 145.2788 | 167.2051 | 192.514 | 211.0986 | 231.9634 | 255.3374 | 281.4777 | 310.9718 | 435.2017 | 482.247 | 534.4904 | 593.6127 | 660.0472 | 759.148 | 873.1607 | 1004.1175 | 1154.5925 | 1327.5646
Other generation | MW | SEPD | Steady Progression | Peterhead Grange | 0 | 0 | 0 | 0 | 0 | 0 | 0 | 0 | 0 | 0 | 0 | 0 | 0 | 0 | 0 | 0 | 0 | 0 | 0 | 0 | 0 | 0 | 0 | 0 | 0 | 0 | 0 | 0 | 0 | 0 | 0 | 0
Srg_BB001 | MW | SEPD | Steady Progression | Peterhead Grange | 0 | 0.11798 | 0.12977 | 0.14157 | 0.15337 | 0.16517 | 0.17696 | 0.36572 | 0.37752 | 0.38932 | 0.40112 | 0.41292 | 0.48984 | 0.56959 | 0.65217 | 0.73758 | 0.82583 | 0.84353 | 0.86122 | 0.87892 | 0.89662 | 0.91431 | 1.0249 | 1.1355 | 1.2461 | 1.3567 | 1.4673 | 1.4673 | 1.4673 | 1.4673 | 1.4673 | 1.4673
Srg_BB002 | MW | SEPD | Steady Progression | Peterhead Grange | 0 | 0 | 0.0007394 | 0.0015036 | 0.0022871 | 0.0030889 | 0.0039066 | 0.011811 | 0.015965 | 0.020339 | 0.025003 | 0.030029 | 0.030961 | 0.031868 | 0.032756 | 0.033629 | 0.034492 | 0.035343 | 0.036174 | 0.037005 | 0.037822 | 0.038637 | 0.056185 | 0.074243 | 0.092915 | 0.11219 | 0.13205 | 0.13418 | 0.13582 | 0.13743 | 0.13901 | 0.14057
Data centres (MW) | MW | SEPD | Steady Progression | Port Ann | 0 | 0 | 0 | 0 | 0 | 0 | 0 | 0 | 0 | 0 | 0 | 0 | 0 | 0 | 0 | 0 | 0 | 0 | 0 | 0 | 0 | 0 | 0 | 0 | 0 | 0 | 0 | 0 | 0 | 0 | 0 | 0
Dem_BB001a | Number of homes (cumulative) | SEPD | Steady Progression | Port Ann | 0 | 19 | 82 | 162 | 260 | 346 | 415 | 458 | 490 | 518 | 547 | 576 | 597 | 609 | 616 | 623 | 626 | 627.8223 | 629.7208 | 631.5125 | 632.23 | 632.9199 | 633.3025 | 633.6169 | 633.87 | 634.0711 | 634.2359 | 634.3703 | 634.4792 | 634.5583 | 634.6109 | 634.6358
Dem_BB002b | Floorspace (m2) (cumulative) | SEPD | Steady Progression | Port Ann | 0 | 0 | 18830 | 30077 | 56144 | 84243.5 | 114375.5 | 153400 | 175378.6667 | 198324 | 210636 | 222948 | 234390 | 242992.5 | 249562.5 | 254100 | 256033.3333 | 257000 | 257000 | 257000 | 257000 | 257000 | 257000 | 257000 | 257000 | 257000 | 257000 | 257000 | 257000 | 257000 | 257000 | 257000
Domestic direct electric heating | Number | SEPD | Steady Progression | Port Ann | 3711.3141 | 3713.3582 | 3720.1669 | 3728.8074 | 3739.3918 | 3748.68 | 3756.1321 | 3760.776 | 3764.2319 | 3767.2558 | 3770.3878 | 3749.7257 | 3736.4288 | 3722.5109 | 3708.465 | 3694.6414 | 3679.2291 | 3669.0741 | 3656.6063 | 3644.4553 | 3632.4996 | 3621.1973 | 3610.6959 | 3600.365 | 3590.1024 | 3580.1364 | 3570.2375 | 3560.4057 | 3550.6411 | 3540.9434 | 3531.3129 | 3521.7493
Gas: Hydrogen peaking | MW | SEPD | Steady Progression | Port Ann | 0 | 0 | 0 | 0 | 0 | 0 | 0 | 0 | 0 | 0 | 0 | 0 | 0 | 0 | 0 | 0 | 0 | 0 | 0 | 0 | 0 | 0 | 0 | 0 | 0 | 0 | 0 | 0 | 0 | 0 | 0 | 0
Gen_BB001 | MW | SEPD | Steady Progression | Port Ann | 0 | 0 | 0 | 0 | 0 | 0 | 0 | 0 | 0 | 0 | 0 | 0 | 0 | 0 | 0 | 0 | 0 | 0 | 0 | 0 | 0 | 0 | 0 | 0 | 0 | 0 | 0 | 0 | 0 | 0 | 0 | 0
Gen_BB004 | MW | SEPD | Steady Progression | Port Ann | 0 | 0 | 0 | 0 | 0 | 0 | 0 | 0 | 0 | 0 | 0 | 0 | 0 | 0 | 0 | 0 | 0 | 0 | 0 | 0 | 0 | 0 | 0 | 0 | 0 | 0 | 0 | 0 | 0 | 0 | 0 | 0
Gen_BB005 | MW | SEPD | Steady Progression | Port Ann | 0 | 0 | 0 | 0 | 0 | 0 | 0 | 0 | 0 | 0 | 0 | 0 | 0 | 0 | 0 | 0 | 0 | 0 | 0 | 0 | 0 | 0 | 0 | 0 | 0 | 0 | 0 | 0 | 0 | 0 | 0 | 0
Gen_BB006 | MW | SEPD | Steady Progression | Port Ann | 0 | 0 | 0 | 0 | 0 | 0 | 0 | 0 | 0 | 0 | 0 | 0 | 0 | 0 | 0 | 0 | 0 | 0 | 0 | 0 | 0 | 0 | 0 | 0 | 0 | 0 | 0 | 0 | 0 | 0 | 0 | 0
Gen_BB008 | MW | SEPD | Steady Progression | Port Ann | 0 | 0 | 0 | 0 | 0 | 0 | 0 | 0 | 0 | 0 | 0 | 0 | 0 | 0 | 0 | 0 | 0 | 0 | 0 | 0 | 0 | 0 | 0 | 0 | 0 | 0 | 0 | 0 | 0 | 0 | 0 | 0
Gen_BB010 | MW | SEPD | Steady Progression | Port Ann | 5.6 | 5.6 | 5.6 | 5.6 | 5.6 | 5.6 | 5.6 | 5.6 | 5.6 | 5.6 | 5.6 | 5.6 | 5.6 | 5.6 | 5.6 | 5.6 | 5.6 | 5.6 | 5.6 | 5.6 | 5.6 | 5.6 | 5.6 | 5.6 | 5.6 | 5.6 | 5.6 | 5.6 | 5.6 | 5.6 | 5.6 | 5.6
Gen_BB011 | MW | SEPD | Steady Progression | Port Ann | 0 | 0 | 0 | 0 | 5.985 | 5.985 | 5.985 | 5.985 | 5.985 | 5.985 | 5.985 | 5.985 | 5.985 | 5.985 | 5.985 | 5.985 | 5.985 | 5.985 | 5.985 | 5.985 | 5.985 | 5.985 | 5.985 | 5.985 | 5.985 | 5.985 | 5.985 | 5.985 | 5.985 | 5.985 | 5.985 | 5.985
Gen_BB012 | MW | SEPD | Steady Progression | Port Ann | 0.0299 | 0.030951 | 0.032658 | 0.034088 | 0.035405 | 0.036489 | 0.037448 | 0.038846 | 0.040646 | 0.043053 | 0.045985 | 0.049452 | 0.052848 | 0.056194 | 0.059503 | 0.06279 | 0.066043 | 0.069241 | 0.072454 | 0.075629 | 0.078808 | 0.082006 | 0.084663 | 0.087255 | 0.089786 | 0.092264 | 0.094692 | 0.096561 | 0.0984 | 0.10021 | 0.102 | 0.10376
Gen_BB013 | MW | SEPD | Steady Progression | Port Ann | 0.68585 | 0.69164 | 0.70558 | 0.7225 | 0.74377 | 0.76414 | 0.78233 | 0.79727 | 0.81171 | 0.83803 | 0.86899 | 0.9043 | 0.93778 | 0.96931 | 1.0001 | 1.0314 | 1.0635 | 1.0959 | 1.1272 | 1.1594 | 1.1923 | 1.2281 | 1.2637 | 1.3 | 1.3366 | 1.3746 | 1.413 | 1.4478 | 1.4829 | 1.5185 | 1.5543 | 1.5906
Gen_BB014 | MW | SEPD | Steady Progression | Port Ann | 0 | 0 | 0 | 0 | 0 | 0 | 0 | 0 | 0 | 0 | 0 | 0 | 0 | 0 | 0 | 0 | 0 | 0 | 0 | 0 | 0 | 0 | 0 | 0 | 0 | 0 | 0 | 0 | 0 | 0 | 0 | 0
Gen_BB015 | MW | SEPD | Steady Progression | Port Ann | 29.95 | 29.95 | 29.95 | 29.95 | 29.95 | 29.95 | 29.95 | 29.95 | 29.95 | 34.4131 | 34.962 | 36.872 | 37.9108 | 38.4434 | 41.5643 | 46.1974 | 46.7131 | 47.2231 | 47.727 | 48.2246 | 48.7158 | 49.2009 | 49.6799 | 52.6403 | 53.1068 | 53.567 | 55.4958 | 55.9519 | 56.4103 | 56.8711 | 57.3339 | 57.7991
Gen_BB016 | MW | SEPD | Steady Progression | Port Ann | 3.7168 | 3.7168 | 3.7216 | 3.7271 | 3.733 | 3.7395 | 3.7483 | 3.7608 | 3.782 | 3.8174 | 3.8698 | 3.9318 | 3.9989 | 4.0652 | 4.1303 | 4.1944 | 4.2576 | 4.3196 | 4.3777 | 4.4317 | 4.4823 | 4.5294 | 4.5733 | 4.6145 | 4.6527 | 4.6884 | 4.7218 | 4.7534 | 4.7818 | 4.8075 | 4.8304 | 4.8512
Gen_BB017 | MW | SEPD | Steady Progression | Port Ann | 0 | 0 | 0 | 0 | 0 | 0 | 0 | 0 | 0 | 0 | 0 | 0 | 0 | 0 | 0 | 0 | 0 | 0 | 0 | 0 | 0 | 0 | 0 | 0 | 0 | 0 | 0 | 0 | 0 | 0 | 0 | 0
Gen_BB018 | MW | SEPD | Steady Progression | Port Ann | 38.8055 | 38.8055 | 38.8055 | 38.9305 | 39.0114 | 39.342 | 39.3622 | 39.4587 | 39.5536 | 39.5699 | 39.6625 | 39.678 | 39.7682 | 39.8593 | 39.8709 | 39.9612 | 39.9728 | 40.0599 | 40.0708 | 40.1572 | 40.1665 | 40.1751 | 40.2614 | 40.2692 | 40.3548 | 40.3618 | 40.368 | 40.4528 | 40.4582 | 40.5422 | 40.5469 | 40.5531
Hydrogen electrolysis | MW | SEPD | Steady Progression | Port Ann | 0 | 0 | 0 | 0 | 0 | 0 | 0 | 0 | 0 | 0 | 0 | 0 | 0 | 0 | 0 | 0 | 0 | 0 | 0 | 0 | 0 | 0 | 0 | 0 | 0 | 0 | 0 | 0 | 0 | 0 | 0 | 0
Lct_BB001 | Number | SEPD | Steady Progression | Port Ann | 33.275 | 42.1775 | 60.7254 | 100.635 | 147.311 | 210.403 | 292.6902 | 385.2077 | 499.2002 | 639.5185 | 811.1611 | 1126.7081 | 1512.4092 | 1898.541 | 2285.1135 | 2672.2028 | 3059.7884 | 3570.3151 | 4203.031 | 4875.7571 | 5571.8468 | 6342.7067 | 7100.006 | 7816.5321 | 8475.7982 | 9076.3991 | 9546.9187 | 9746.7252 | 9947.0799 | 10140.4421 | 10337.9603 | 10524.8604
Lct_BB003 | Number | SEPD | Steady Progression | Port Ann | 0 | 0 | 0 | 0 | 0 | 0 | 0 | 0 | 0 | 0 | 0 | 0 | 0 | 0 | 0 | 0 | 0 | 0 | 0 | 0 | 0 | 0 | 0 | 0 | 0 | 0 | 0 | 0 | 0 | 0 | 0 | 0
Lct_BB005 | Number | SEPD | Steady Progression | Port Ann | 314.3763 | 332.8099 | 339.4385 | 350.9849 | 370.0991 | 388.6104 | 407.3116 | 429.1936 | 434.7718 | 441.9728 | 455.873 | 464.298 | 548.1114 | 631.6725 | 715.1306 | 798.7051 | 882.527 | 1001.8208 | 1120.6066 | 1238.9975 | 1357.0006 | 1475.0109 | 1720.1023 | 1965.4617 | 2211.163 | 2457.5138 | 2704.6506 | 2909.5363 | 3115.3328 | 3322.187 | 3530.3004 | 3737.8437
Lct_BB006 | Number | SEPD | Steady Progression | Port Ann | 0 | 0 | 0 | 0 | 0 | 0 | 0 | 0 | 0 | 0 | 0 | 0 | 0 | 0 | 0 | 0 | 0 | 0 | 0 | 0 | 0 | 0 | 0 | 0 | 0 | 0 | 0 | 0 | 0 | 0 | 0 | 0
Lct_BB007 | Number | SEPD | Steady Progression | Port Ann | 0 | 0 | 0 | 0 | 0 | 0 | 0 | 0 | 0 | 0 | 0 | 0 | 0 | 0 | 0 | 0 | 0 | 0 | 0 | 0 | 0 | 0 | 0 | 0 | 0 | 0 | 0 | 0 | 0 | 0 | 0 | 0
Lct_BB008 | Number | SEPD | Steady Progression | Port Ann | 0 | 0 | 0 | 0 | 0 | 0 | 0 | 0 | 0 | 0 | 0 | 0 | 0 | 0 | 0 | 0 | 0 | 0 | 0 | 0 | 0 | 0 | 0 | 0 | 0 | 0 | 0 | 0 | 0 | 0 | 0 | 0
Lct_BB010b | MW | SEPD | Steady Progression | Port Ann | 0.084 | 0.14964 | 0.1945 | 0.33344 | 0.49714 | 0.70841 | 1.004 | 1.3363 | 1.7114 | 2.1872 | 2.7158 | 3.9075 | 5.131 | 6.3561 | 7.4951 | 8.6247 | 9.7559 | 11.6106 | 13.5982 | 16.1083 | 19.9608 | 24.5313 | 28.2034 | 31.1741 | 32.8894 | 34.1217 | 34.55 | 34.8552 | 35.173 | 35.3536 | 35.6392 | 35.7974
Lct_BB011b | MW | SEPD | Steady Progression | Port Ann | 0.014 | 0.0171 | 0.02944 | 0.04664 | 0.0638 | 0.08376 | 0.10814 | 0.13301 | 0.16067 | 0.19321 | 0.22979 | 0.27228 | 0.33182 | 0.40149 | 0.48127 | 0.57109 | 0.67203 | 0.78803 | 0.91435 | 1.047 | 1.1836 | 1.3152 | 1.4426 | 1.5614 | 1.6682 | 1.761 | 1.8397 | 1.8704 | 1.9005 | 1.9306 | 1.961 | 1.9903
Lct_BB012b | MW | SEPD | Steady Progression | Port Ann | 0.966 | 0.967 | 0.96819 | 0.97291 | 0.9778 | 0.98439 | 0.99185 | 1.0018 | 1.0137 | 1.0279 | 1.0445 | 1.0641 | 1.0951 | 1.1316 | 1.1738 | 1.2216 | 1.2754 | 1.338 | 1.4058 | 1.4777 | 1.5528 | 1.6229 | 1.6905 | 1.7535 | 1.8101 | 1.8596 | 1.9079 | 1.9213 | 1.9324 | 1.9411 | 1.9474 | 1.9474
Lct_BB013b | MW | SEPD | Steady Progression | Port Ann | 0 | 0.0009 | 0.00183 | 0.00334 | 0.00391 | 0.00467 | 0.00509 | 0.0092 | 0.01399 | 0.01955 | 0.02599 | 0.03339 | 0.04733 | 0.06362 | 0.08242 | 0.10381 | 0.12796 | 0.15579 | 0.18614 | 0.2184 | 0.25202 | 0.28432 | 0.31562 | 0.3451 | 0.3719 | 0.39557 | 0.41387 | 0.42204 | 0.42916 | 0.43532 | 0.44072 | 0.44103
Lct_BB014 | Number | SEPD | Steady Progression | Port Ann | 5.6217 | 5.6648 | 6.5361 | 7.5162 | 8.6922 | 10.034 | 11.5729 | 10.3833 | 11.8317 | 13.5245 | 15.4312 | 17.6034 | 30.1723 | 34.6914 | 39.9689 | 46.0013 | 52.9642 | 58.0772 | 63.8175 | 70.2481 | 77.4398 | 85.5542 | 123.2194 | 136.5394 | 151.3312 | 168.0706 | 186.8803 | 214.9389 | 247.2195 | 284.2976 | 326.9018 | 375.8757
Other generation | MW | SEPD | Steady Progression | Port Ann | 0 | 0 | 0 | 0 | 0 | 0 | 0 | 0 | 0 | 0 | 0 | 0 | 0 | 0 | 0 | 0 | 0 | 0 | 0 | 0 | 0 | 0 | 0 | 0 | 0 | 0 | 0 | 0 | 0 | 0 | 0 | 0
Srg_BB001 | MW | SEPD | Steady Progression | Port Ann | 0 | 0.1708 | 0.20324 | 0.23621 | 0.2694 | 0.30209 | 0.34394 | 0.79164 | 0.90213 | 1.0168 | 1.1375 | 1.2854 | 1.6842 | 2.0862 | 2.4919 | 2.9074 | 3.3699 | 3.7406 | 4.1149 | 4.49 | 4.8636 | 5.2427 | 5.7314 | 6.2254 | 6.7213 | 7.2227 | 7.7128 | 7.788 | 7.863 | 7.9361 | 8.008 | 8.0809
Srg_BB002 | MW | SEPD | Steady Progression | Port Ann | 0 | 0 | 0.00068409 | 0.0013865 | 0.0021023 | 0.0028312 | 0.0035714 | 0.010681 | 0.014388 | 0.018307 | 0.022505 | 0.027052 | 0.0279 | 0.028727 | 0.029541 | 0.030344 | 0.03114 | 0.031928 | 0.0327 | 0.033474 | 0.034237 | 0.035 | 0.051467 | 0.068445 | 0.086034 | 0.10422 | 0.123 | 0.12502 | 0.12657 | 0.1281 | 0.1296 | 0.13108
Data centres (MW) | MW | SEPD | Steady Progression | Quoich | 0 | 0 | 0 | 0 | 0 | 0 | 0 | 0 | 0 | 0 | 0 | 0 | 0 | 0 | 0 | 0 | 0 | 0 | 0 | 0 | 0 | 0 | 0 | 0 | 0 | 0 | 0 | 0 | 0 | 0 | 0 | 0
Dem_BB001a | Number of homes (cumulative) | SEPD | Steady Progression | Quoich | 0 | 0 | 0 | 0 | 0 | 0 | 0 | 0 | 0 | 0 | 0 | 0 | 0 | 0 | 0 | 0 | 0 | 0.0092426 | 0.019342 | 0.028241 | 0.036305 | 0.050446 | 0.058288 | 0.064731 | 0.069919 | 0.07404 | 0.077417 | 0.080171 | 0.082404 | 0.084026 | 0.085103 | 0.085614
Dem_BB002b | Floorspace (m2) (cumulative) | SEPD | Steady Progression | Quoich | 0 | 0 | 0 | 0 | 0 | 0 | 0 | 0 | 0 | 0 | 0 | 0 | 0 | 0 | 0 | 0 | 0 | 0 | 0 | 0 | 0 | 0 | 0 | 0 | 0 | 0 | 0 | 0 | 0 | 0 | 0 | 0
Domestic direct electric heating | Number | SEPD | Steady Progression | Quoich | 18.4581 | 18.4581 | 18.4581 | 18.4581 | 18.4581 | 18.4581 | 18.4581 | 18.4581 | 18.4581 | 18.4581 | 18.4581 | 18.4281 | 18.4132 | 18.3984 | 18.3837 | 18.369 | 18.3263 | 18.305 | 18.2803 | 18.2556 | 18.2311 | 18.2067 | 18.1825 | 18.1583 | 18.1343 | 18.1104 | 18.0867 | 18.063 | 18.0394 | 18.016 | 17.9927 | 17.9695
Gas: Hydrogen peaking | MW | SEPD | Steady Progression | Quoich | 0 | 0 | 0 | 0 | 0 | 0 | 0 | 0 | 0 | 0 | 0 | 0 | 0 | 0 | 0 | 0 | 0 | 0 | 0 | 0 | 0 | 0 | 0 | 0 | 0 | 0 | 0 | 0 | 0 | 0 | 0 | 0
Gen_BB001 | MW | SEPD | Steady Progression | Quoich | 0 | 0 | 0 | 0 | 0 | 0 | 0 | 0 | 0 | 0 | 0 | 0 | 0 | 0 | 0 | 0 | 0 | 0 | 0 | 0 | 0 | 0 | 0 | 0 | 0 | 0 | 0 | 0 | 0 | 0 | 0 | 0
Gen_BB004 | MW | SEPD | Steady Progression | Quoich | 0 | 0 | 0 | 0 | 0 | 0 | 0 | 0 | 0 | 0 | 0 | 0 | 0 | 0 | 0 | 0 | 0 | 0 | 0 | 0 | 0 | 0 | 0 | 0 | 0 | 0 | 0 | 0 | 0 | 0 | 0 | 0
Gen_BB005 | MW | SEPD | Steady Progression | Quoich | 0 | 0 | 0 | 0 | 0 | 0 | 0 | 0 | 0 | 0 | 0 | 0 | 0 | 0 | 0 | 0 | 0 | 0 | 0 | 0 | 0 | 0 | 0 | 0 | 0 | 0 | 0 | 0 | 0 | 0 | 0 | 0
Gen_BB006 | MW | SEPD | Steady Progression | Quoich | 0 | 0 | 0 | 0 | 0 | 0 | 0 | 0 | 0 | 0 | 0 | 0 | 0 | 0 | 0 | 0 | 0 | 0 | 0 | 0 | 0 | 0 | 0 | 0 | 0 | 0 | 0 | 0 | 0 | 0 | 0 | 0
Gen_BB008 | MW | SEPD | Steady Progression | Quoich | 0 | 0 | 0 | 0 | 0 | 0 | 0 | 0 | 0 | 0 | 0 | 0 | 0 | 0 | 0 | 0 | 0 | 0 | 0 | 0 | 0 | 0 | 0 | 0 | 0 | 0 | 0 | 0 | 0 | 0 | 0 | 0
Gen_BB010 | MW | SEPD | Steady Progression | Quoich | 0 | 0 | 0 | 0 | 0 | 0 | 0 | 0 | 0 | 0 | 0 | 0 | 0 | 0 | 0 | 0 | 0 | 0 | 0 | 0 | 0 | 0 | 0 | 0 | 0 | 0 | 0 | 0 | 0 | 0 | 0 | 0
Gen_BB011 | MW | SEPD | Steady Progression | Quoich | 0 | 0 | 0 | 0 | 0 | 0 | 0 | 0 | 0 | 0 | 0 | 0 | 0 | 0 | 0 | 0 | 0 | 0 | 0 | 0 | 0 | 0 | 0 | 0 | 0 | 0 | 0 | 0 | 0 | 0 | 0 | 0
Gen_BB012 | MW | SEPD | Steady Progression | Quoich | 0 | 6.0461e-07 | 1.5732e-06 | 2.372e-06 | 3.0967e-06 | 3.6859e-06 | 4.2018e-06 | 4.9444e-06 | 5.8839e-06 | 7.4241e-06 | 9.3943e-06 | 1.182e-05 | 1.4298e-05 | 1.682e-05 | 1.9376e-05 | 2.1996e-05 | 2.467e-05 | 2.734e-05 | 3.0075e-05 | 3.2847e-05 | 3.5673e-05 | 3.8556e-05 | 4.0964e-05 | 4.3366e-05 | 4.576e-05 | 4.8093e-05 | 5.0417e-05 | 5.2225e-05 | 5.3972e-05 | 5.5717e-05 | 5.7461e-05 | 5.9205e-05
Gen_BB013 | MW | SEPD | Steady Progression | Quoich | 0.00039674 | 0.0003968 | 0.00039681 | 0.00039683 | 0.00039683 | 0.00039689 | 0.00039696 | 0.000397 | 0.00039703 | 0.00042015 | 0.00044828 | 0.00048043 | 0.00051158 | 0.00054173 | 0.00057088 | 0.00060001 | 0.00062911 | 0.00065723 | 0.00068533 | 0.00071345 | 0.00074157 | 0.00076963 | 0.0007927 | 0.00081576 | 0.00083883 | 0.00086087 | 0.00088291 | 0.00089993 | 0.00091595 | 0.00093196 | 0.00094798 | 0.00096399
Gen_BB014 | MW | SEPD | Steady Progression | Quoich | 0 | 0 | 0 | 0 | 0 | 0 | 0 | 0 | 0 | 0 | 0 | 0 | 0 | 0 | 0 | 0 | 0 | 0 | 0 | 0 | 0 | 0 | 0 | 0 | 0 | 0 | 0 | 0 | 0 | 0 | 0 | 0
Gen_BB015 | MW | SEPD | Steady Progression | Quoich | 0 | 0 | 0 | 0 | 0 | 0 | 0 | 0 | 0 | 0 | 0 | 0 | 0 | 0 | 0 | 0 | 0 | 0 | 0 | 0 | 0 | 0 | 0 | 0 | 0 | 0 | 0 | 0 | 0 | 0 | 0 | 0
Gen_BB016 | MW | SEPD | Steady Progression | Quoich | 0 | 0 | 0 | 0 | 0 | 0 | 0 | 0 | 0 | 0 | 0 | 0 | 0 | 0 | 0 | 0 | 0 | 0 | 0 | 0 | 0 | 0 | 0 | 0 | 0 | 0 | 0 | 0 | 0 | 0 | 0 | 0
Gen_BB017 | MW | SEPD | Steady Progression | Quoich | 0 | 0 | 0 | 0 | 0 | 0 | 0 | 0 | 0 | 0 | 0 | 0 | 0 | 0 | 0 | 0 | 0 | 0 | 0 | 0 | 0 | 0 | 0 | 0 | 0 | 0 | 0 | 0 | 0 | 0 | 0 | 0
Gen_BB018 | MW | SEPD | Steady Progression | Quoich | 0 | 0.7 | 0.7 | 1.2 | 1.2 | 1.2 | 1.2 | 1.2 | 1.2 | 1.2 | 1.2 | 1.2 | 1.2 | 1.2 | 1.2 | 1.2 | 1.2 | 1.2 | 1.2 | 1.2 | 1.2 | 1.2 | 1.2 | 1.2 | 1.2 | 1.2 | 1.2 | 1.2 | 1.2 | 1.2 | 1.2 | 1.2
Hydrogen electrolysis | MW | SEPD | Steady Progression | Quoich | 0 | 0 | 0 | 0 | 0 | 0 | 0 | 0 | 0 | 0 | 0 | 0 | 0 | 0 | 0 | 0 | 0 | 0 | 0 | 0 | 0 | 0 | 0 | 0 | 0 | 0 | 0 | 0 | 0 | 0 | 0 | 0
Lct_BB001 | Number | SEPD | Steady Progression | Quoich | 0.187 | 0.2328 | 0.3323 | 0.5508 | 0.7917 | 1.1011 | 1.5159 | 1.9649 | 2.5023 | 3.1587 | 3.9507 | 5.8244 | 7.785 | 9.7554 | 11.7241 | 13.6926 | 15.6638 | 18.456 | 21.6229 | 24.9535 | 28.3632 | 32.1137 | 35.7451 | 39.1269 | 42.182 | 44.8997 | 45.9619 | 46.8004 | 47.6403 | 48.4425 | 49.2742 | 50.0708
Lct_BB003 | Number | SEPD | Steady Progression | Quoich | 0 | 0 | 0 | 0 | 0 | 0 | 0 | 0 | 0 | 0 | 0 | 0 | 0 | 0 | 0 | 0 | 0 | 0 | 0 | 0 | 0 | 0 | 0 | 0 | 0 | 0 | 0 | 0 | 0 | 0 | 0 | 0
Lct_BB005 | Number | SEPD | Steady Progression | Quoich | 4.419 | 4.4439 | 4.4684 | 4.4711 | 4.476 | 4.495 | 4.512 | 4.5399 | 4.543 | 4.576 | 4.6299 | 4.6678 | 5.0759 | 5.481 | 5.894 | 6.2979 | 6.707 | 7.2951 | 7.8719 | 8.4531 | 9.0311 | 9.602 | 10.806 | 12.01 | 13.2051 | 14.408 | 15.6189 | 16.614 | 17.616 | 18.614 | 19.6289 | 20.647
Lct_BB006 | Number | SEPD | Steady Progression | Quoich | 0 | 0 | 0 | 0 | 0 | 0 | 0 | 0 | 0 | 0 | 0 | 0 | 0 | 0 | 0 | 0 | 0 | 0 | 0 | 0 | 0 | 0 | 0 | 0 | 0 | 0 | 0 | 0 | 0 | 0 | 0 | 0
Lct_BB007 | Number | SEPD | Steady Progression | Quoich | 0 | 0 | 0 | 0 | 0 | 0 | 0 | 0 | 0 | 0 | 0 | 0 | 0 | 0 | 0 | 0 | 0 | 0 | 0 | 0 | 0 | 0 | 0 | 0 | 0 | 0 | 0 | 0 | 0 | 0 | 0 | 0
Lct_BB008 | Number | SEPD | Steady Progression | Quoich | 0 | 0 | 0 | 0 | 0 | 0 | 0 | 0 | 0 | 0 | 0 | 0 | 0 | 0 | 0 | 0 | 0 | 0 | 0 | 0 | 0 | 0 | 0 | 0 | 0 | 0 | 0 | 0 | 0 | 0 | 0 | 0
Lct_BB010b | MW | SEPD | Steady Progression | Quoich | 0 | 0 | 0 | 0 | 0.0014 | 0.0014 | 0.0042 | 0.0042 | 0.007 | 0.014 | 0.0168 | 0.0196 | 0.0364 | 0.0476 | 0.0546 | 0.056 | 0.0686 | 0.0742 | 0.0938 | 0.1092 | 0.1638 | 0.1988 | 0.2198 | 0.2324 | 0.2324 | 0.2324 | 0.2324 | 0.2324 | 0.2324 | 0.2324 | 0.2324 | 0.2324
Lct_BB011b | MW | SEPD | Steady Progression | Quoich | 0 | 0 | 0.00014 | 0.00028 | 0.00042 | 0.00058 | 0.00079 | 0.001 | 0.00123 | 0.00152 | 0.00182 | 0.00218 | 0.0027 | 0.00329 | 0.00395 | 0.0047 | 0.00552 | 0.00648 | 0.00751 | 0.00856 | 0.00968 | 0.01071 | 0.01167 | 0.01254 | 0.01327 | 0.01386 | 0.01432 | 0.01432 | 0.01432 | 0.01432 | 0.01432 | 0.01432
Lct_BB012b | MW | SEPD | Steady Progression | Quoich | 0 | 0 | 0 | 0.00012 | 0.00026 | 0.00044 | 0.00066 | 0.00085 | 0.00108 | 0.00134 | 0.00164 | 0.00199 | 0.00259 | 0.00327 | 0.00403 | 0.00486 | 0.00576 | 0.00676 | 0.0078 | 0.00884 | 0.00988 | 0.01074 | 0.0115 | 0.01214 | 0.01264 | 0.01301 | 0.01327 | 0.01327 | 0.01327 | 0.01327 | 0.01327 | 0.01327
Lct_BB013b | MW | SEPD | Steady Progression | Quoich | 0 | 0.0001 | 0.00017 | 0.00031 | 0.00036 | 0.00043 | 0.00047 | 0.00084 | 0.00127 | 0.00177 | 0.00235 | 0.00302 | 0.00427 | 0.00573 | 0.00742 | 0.00935 | 0.01152 | 0.01402 | 0.01675 | 0.01965 | 0.02268 | 0.02559 | 0.02841 | 0.03106 | 0.03347 | 0.0356 | 0.03725 | 0.03799 | 0.03863 | 0.03918 | 0.03967 | 0.0397
Lct_BB014 | Number | SEPD | Steady Progression | Quoich | 0 | 0 | 0 | 0 | 0 | 0 | 0 | 0 | 0 | 0 | 0 | 0 | 0 | 0 | 0 | 0 | 0 | 0 | 0 | 0 | 0 | 0 | 0 | 0 | 0 | 0 | 0 | 0 | 0 | 0 | 0 | 0
Other generation | MW | SEPD | Steady Progression | Quoich | 0 | 0 | 0 | 0 | 0 | 0 | 0 | 0 | 0 | 0 | 0 | 0 | 0 | 0 | 0 | 0 | 0 | 0 | 0 | 0 | 0 | 0 | 0 | 0 | 0 | 0 | 0 | 0 | 0 | 0 | 0 | 0
Srg_BB001 | MW | SEPD | Steady Progression | Quoich | 0 | 0 | 0 | 0 | 0 | 0 | 0 | 0 | 0 | 0 | 0 | 0 | 0 | 0 | 0 | 0 | 0 | 0 | 0 | 0 | 0 | 0 | 0 | 0 | 0 | 0 | 0 | 0 | 0 | 0 | 0 | 0
Srg_BB002 | MW | SEPD | Steady Progression | Quoich | 0 | 0 | 3.9024e-07 | 7.8805e-07 | 1.1907e-06 | 1.5985e-06 | 2.0105e-06 | 5.94e-06 | 7.9696e-06 | 1.0182e-05 | 1.2634e-05 | 1.5382e-05 | 1.591e-05 | 1.644e-05 | 1.6972e-05 | 1.7509e-05 | 1.8053e-05 | 1.86e-05 | 1.9146e-05 | 1.9702e-05 | 2.0259e-05 | 2.0823e-05 | 3.3141e-05 | 4.5978e-05 | 5.9418e-05 | 7.3444e-05 | 8.8054e-05 | 8.9635e-05 | 9.0858e-05 | 9.2069e-05 | 9.3267e-05 | 9.4455e-05
Data centres (MW) | MW | SEPD | Steady Progression | Rannoch | 0 | 0 | 0 | 0 | 0 | 0 | 0 | 0 | 0 | 0 | 0 | 0 | 0 | 0 | 0 | 0 | 0 | 0 | 0 | 0 | 0 | 0 | 0 | 0 | 0 | 0 | 0 | 0 | 0 | 0 | 0 | 0
Dem_BB001a | Number of homes (cumulative) | SEPD | Steady Progression | Rannoch | 0 | 0 | 0 | 0 | 0 | 0 | 0 | 0 | 0 | 0 | 0 | 0 | 0 | 0 | 0 | 0 | 0 | 0.1187 | 0.2484 | 0.36268 | 0.46625 | 0.63408 | 0.72715 | 0.80362 | 0.86518 | 0.91409 | 0.95417 | 0.98686 | 1.0134 | 1.0326 | 1.0454 | 1.0515
Dem_BB002b | Floorspace (m2) (cumulative) | SEPD | Steady Progression | Rannoch | 0 | 0 | 0 | 0 | 0 | 0 | 0 | 0 | 0 | 0 | 0 | 0 | 0 | 0 | 0 | 0 | 0 | 0 | 0 | 0 | 0 | 0 | 0 | 0 | 0 | 0 | 0 | 0 | 0 | 0 | 0 | 0
Domestic direct electric heating | Number | SEPD | Steady Progression | Rannoch | 136.5901 | 136.5899 | 136.59 | 136.59 | 136.59 | 136.59 | 136.59 | 136.59 | 136.59 | 136.59 | 136.59 | 135.7205 | 135.2911 | 134.8629 | 134.4368 | 134.0127 | 133.5401 | 133.2074 | 132.82 | 132.4345 | 132.0509 | 131.6691 | 131.4056 | 131.1427 | 130.8812 | 130.6211 | 130.3625 | 130.1054 | 129.8498 | 129.5957 | 129.3433 | 129.0925
Gas: Hydrogen peaking | MW | SEPD | Steady Progression | Rannoch | 0 | 0 | 0 | 0 | 0 | 0 | 0 | 0 | 0 | 0 | 0 | 0 | 0 | 0 | 0 | 0 | 0 | 0 | 0 | 0 | 0 | 0 | 0 | 0 | 0 | 0 | 0 | 0 | 0 | 0 | 0 | 0
Gen_BB001 | MW | SEPD | Steady Progression | Rannoch | 0 | 0 | 0 | 0 | 0 | 0 | 0 | 0 | 0 | 0 | 0 | 0 | 0 | 0 | 0 | 0 | 0 | 0 | 0 | 0 | 0 | 0 | 0 | 0 | 0 | 0 | 0 | 0 | 0 | 0 | 0 | 0
Gen_BB004 | MW | SEPD | Steady Progression | Rannoch | 0 | 0 | 0 | 0 | 0 | 0 | 0 | 0 | 0 | 0 | 0 | 0 | 0 | 0 | 0 | 0 | 0 | 0 | 0 | 0 | 0 | 0 | 0 | 0 | 0 | 0 | 0 | 0 | 0 | 0 | 0 | 0
Gen_BB005 | MW | SEPD | Steady Progression | Rannoch | 0 | 0 | 0 | 0 | 0 | 0 | 0 | 0 | 0 | 0 | 0 | 0 | 0 | 0 | 0 | 0 | 0 | 0 | 0 | 0 | 0 | 0 | 0 | 0 | 0 | 0 | 0 | 0 | 0 | 0 | 0 | 0
Gen_BB006 | MW | SEPD | Steady Progression | Rannoch | 0 | 0 | 0 | 0 | 0 | 0 | 0 | 0 | 0 | 0 | 0 | 0 | 0 | 0 | 0 | 0 | 0 | 0 | 0 | 0 | 0 | 0 | 0 | 0 | 0 | 0 | 0 | 0 | 0 | 0 | 0 | 0
Gen_BB008 | MW | SEPD | Steady Progression | Rannoch | 0 | 0 | 0 | 0 | 0 | 0 | 0 | 0 | 0 | 0 | 0 | 0 | 0 | 0 | 0 | 0 | 0 | 0 | 0 | 0 | 0 | 0 | 0 | 0 | 0 | 0 | 0 | 0 | 0 | 0 | 0 | 0
Gen_BB010 | MW | SEPD | Steady Progression | Rannoch | 0 | 0 | 0 | 0 | 0 | 0 | 0 | 0 | 0 | 0 | 0 | 0 | 0 | 0 | 0 | 0 | 0 | 0 | 0 | 0 | 0 | 0 | 0 | 0 | 0 | 0 | 0 | 0 | 0 | 0 | 0 | 0
Gen_BB011 | MW | SEPD | Steady Progression | Rannoch | 0 | 0 | 0 | 0 | 0 | 0 | 0 | 0 | 0 | 0 | 0 | 0 | 0 | 0 | 0 | 0 | 0 | 0 | 0 | 0 | 0 | 0 | 0 | 0 | 0 | 0 | 0 | 0 | 0 | 0 | 0 | 0
Gen_BB012 | MW | SEPD | Steady Progression | Rannoch | 0 | 8.3062e-05 | 0.00021809 | 0.00033133 | 0.00043561 | 0.00052147 | 0.00059751 | 0.00070841 | 0.00085122 | 0.001018 | 0.0012117 | 0.0014286 | 0.0016295 | 0.0018174 | 0.0019945 | 0.0021626 | 0.0023219 | 0.0024722 | 0.0026176 | 0.0027558 | 0.0028894 | 0.0030193 | 0.0031234 | 0.0032221 | 0.0033158 | 0.0034049 | 0.0034898 | 0.0035536 | 0.0036153 | 0.0036751 | 0.0037331 | 0.0037894
Gen_BB013 | MW | SEPD | Steady Progression | Rannoch | 0.054199 | 0.054514 | 0.055009 | 0.05543 | 0.055822 | 0.056151 | 0.056448 | 0.05688 | 0.057439 | 0.057611 | 0.057819 | 0.058067 | 0.058303 | 0.058534 | 0.058764 | 0.058992 | 0.059211 | 0.05943 | 0.059648 | 0.059857 | 0.060065 | 0.060269 | 0.060976 | 0.061699 | 0.062441 | 0.063199 | 0.063973 | 0.064722 | 0.065488 | 0.066271 | 0.06707 | 0.067886
Gen_BB014 | MW | SEPD | Steady Progression | Rannoch | 0 | 0 | 0 | 0 | 0 | 0 | 0 | 0 | 0 | 0 | 0 | 0 | 0 | 0 | 0 | 0 | 0 | 0 | 0 | 0 | 0 | 0 | 0 | 0 | 0 | 0 | 0 | 0 | 0 | 0 | 0 | 0
Gen_BB015 | MW | SEPD | Steady Progression | Rannoch | 0 | 0 | 0 | 0 | 0 | 0 | 0 | 0 | 0 | 0 | 0 | 0 | 0 | 0 | 0 | 0 | 0 | 0 | 0 | 0 | 0 | 0 | 0 | 0 | 0 | 0 | 0 | 0 | 0 | 0 | 0 | 0
Gen_BB016 | MW | SEPD | Steady Progression | Rannoch | 0 | 0 | 0 | 0 | 0 | 0 | 0 | 0 | 0 | 0 | 0 | 0 | 0 | 0 | 0 | 0 | 0 | 0 | 0 | 0 | 0 | 0 | 0 | 0 | 0 | 0 | 0 | 0 | 0 | 0 | 0 | 0
Gen_BB017 | MW | SEPD | Steady Progression | Rannoch | 0 | 0 | 0 | 0 | 0 | 0 | 0 | 0 | 0 | 0 | 0 | 0 | 0 | 0 | 0 | 0 | 0 | 0 | 0 | 0 | 0 | 0 | 0 | 0 | 0 | 0 | 0 | 0 | 0 | 0 | 0 | 0
Gen_BB018 | MW | SEPD | Steady Progression | Rannoch | 9.85 | 10.84 | 18.03 | 18.03 | 18.0327 | 18.0436 | 18.0442 | 18.0474 | 18.0506 | 18.0511 | 18.0542 | 18.0547 | 18.0576 | 18.0606 | 18.061 | 18.064 | 18.0644 | 18.0673 | 18.0676 | 18.0705 | 18.0708 | 18.0711 | 18.0739 | 18.0742 | 18.077 | 18.0772 | 18.0774 | 18.0802 | 18.0804 | 18.0832 | 18.0833 | 18.0835
Hydrogen electrolysis | MW | SEPD | Steady Progression | Rannoch | 0 | 0 | 0 | 0 | 0 | 0 | 0 | 0 | 0 | 0 | 0 | 0 | 0 | 0 | 0 | 0 | 0 | 0 | 0 | 0 | 0 | 0 | 0 | 0 | 0 | 0 | 0 | 0 | 0 | 0 | 0 | 0
Lct_BB001 | Number | SEPD | Steady Progression | Rannoch | 1.7351 | 2.1799 | 3.7285 | 6.3581 | 9.3786 | 13.3516 | 18.4303 | 24.2124 | 31.2644 | 39.6573 | 49.6501 | 69.8509 | 92.7417 | 115.9701 | 139.5916 | 163.7005 | 188.3333 | 220.5689 | 258.3114 | 298.5893 | 340.5701 | 386.9191 | 433.0777 | 477.7564 | 520.1259 | 560.1229 | 589.0924 | 610.999 | 633.7558 | 656.9033 | 681.0139 | 705.3955
Lct_BB003 | Number | SEPD | Steady Progression | Rannoch | 0 | 0 | 0 | 0 | 0 | 0 | 0 | 0 | 0 | 0 | 0.16371 | 0.33497 | 0.5249 | 0.74158 | 1.019 | 1.3693 | 1.8123 | 2.3575 | 3.0187 | 3.794 | 4.6708 | 5.6903 | 6.7883 | 7.9279 | 9.0492 | 10.1233 | 11.0941 | 11.9455 | 12.6898 | 13.3126 | 13.8321 | 14.2697
Lct_BB005 | Number | SEPD | Steady Progression | Rannoch | 5.666 | 6.0189 | 6.1019 | 6.288 | 6.622 | 6.931 | 7.278 | 7.6738 | 7.7771 | 8.0259 | 8.6028 | 8.9166 | 12.6729 | 16.4479 | 20.217 | 23.9708 | 27.7321 | 33.1085 | 38.4676 | 43.7964 | 49.0844 | 54.3733 | 65.5037 | 76.6398 | 87.8098 | 98.964 | 110.173 | 119.4331 | 128.7581 | 138.1079 | 147.5137 | 156.9964
Lct_BB006 | Number | SEPD | Steady Progression | Rannoch | 0 | 0 | 0 | 0 | 0 | 0 | 0 | 0 | 0 | 0 | 0 | 0 | 0 | 0 | 0 | 0 | 0 | 0 | 0 | 0 | 0 | 0 | 0 | 0 | 0 | 0 | 0 | 0 | 0 | 0 | 0 | 0
Lct_BB007 | Number | SEPD | Steady Progression | Rannoch | 0 | 0 | 0 | 0 | 0 | 0 | 0 | 0 | 0 | 0 | 0 | 0 | 0 | 0 | 0 | 0 | 0 | 0 | 0 | 0 | 0 | 0 | 0 | 0 | 0 | 0 | 0 | 0 | 0 | 0 | 0 | 0
Lct_BB008 | Number | SEPD | Steady Progression | Rannoch | 0 | 0 | 0 | 0 | 0 | 0 | 0 | 0 | 0 | 0 | 0 | 0 | 0 | 0 | 0 | 0 | 0 | 0 | 0 | 0 | 0 | 0 | 0 | 0 | 0 | 0 | 0 | 0 | 0 | 0 | 0 | 0
Lct_BB010b | MW | SEPD | Steady Progression | Rannoch | 0.007 | 0.007 | 0.007 | 0.0224 | 0.0238 | 0.0294 | 0.0462 | 0.0658 | 0.0784 | 0.1176 | 0.1414 | 0.2072 | 0.3052 | 0.3836 | 0.4578 | 0.5152 | 0.581 | 0.6986 | 0.8428 | 0.9492 | 1.1396 | 1.5274 | 1.7472 | 2.0244 | 2.0986 | 2.1546 | 2.1686 | 2.1812 | 2.2008 | 2.226 | 2.2288 | 2.2344
Lct_BB011b | MW | SEPD | Steady Progression | Rannoch | 0 | 0 | 0.0015 | 0.00311 | 0.00473 | 0.00663 | 0.00881 | 0.01099 | 0.01361 | 0.0165 | 0.01995 | 0.02382 | 0.02934 | 0.03575 | 0.04315 | 0.05139 | 0.06069 | 0.07128 | 0.08281 | 0.09481 | 0.10732 | 0.11928 | 0.13065 | 0.14116 | 0.15055 | 0.15859 | 0.16533 | 0.16743 | 0.16952 | 0.17161 | 0.17371 | 0.17575
Lct_BB012b | MW | SEPD | Steady Progression | Rannoch | 0.549 | 0.5496 | 0.55007 | 0.55147 | 0.55265 | 0.55413 | 0.55562 | 0.55998 | 0.56524 | 0.57164 | 0.57934 | 0.58859 | 0.60281 | 0.62003 | 0.6406 | 0.66473 | 0.69266 | 0.7257 | 0.76264 | 0.80297 | 0.84611 | 0.8883 | 0.93024 | 0.97088 | 1.0089 | 1.0434 | 1.0785 | 1.0908 | 1.1012 | 1.1094 | 1.1153 | 1.1153
Lct_BB013b | MW | SEPD | Steady Progression | Rannoch | 0 | 0.0001 | 0.00014 | 0.00025 | 0.00029 | 0.00035 | 0.00038 | 0.00069 | 0.00105 | 0.00147 | 0.00195 | 0.0025 | 0.00354 | 0.00476 | 0.00617 | 0.00777 | 0.00958 | 0.01166 | 0.01393 | 0.01635 | 0.01887 | 0.02129 | 0.02363 | 0.02584 | 0.02785 | 0.02962 | 0.03099 | 0.0316 | 0.03213 | 0.03259 | 0.03299 | 0.03301
Lct_BB014 | Number | SEPD | Steady Progression | Rannoch | 0.24188 | 0.24374 | 0.28123 | 0.3234 | 0.374 | 0.43173 | 0.49795 | 0.34131 | 0.38892 | 0.44457 | 0.50724 | 0.57865 | 0.64944 | 0.74672 | 0.86031 | 0.99016 | 1.14 | 1.2501 | 1.3736 | 1.5121 | 1.6669 | 1.8415 | 2.5531 | 2.8291 | 3.1356 | 3.4825 | 3.8722 | 4.4536 | 5.1225 | 5.8907 | 6.7735 | 7.7883
Other generation | MW | SEPD | Steady Progression | Rannoch | 0 | 0 | 0 | 0 | 0 | 0 | 0 | 0 | 0 | 0 | 0 | 0 | 0 | 0 | 0 | 0 | 0 | 0 | 0 | 0 | 0 | 0 | 0 | 0 | 0 | 0 | 0 | 0 | 0 | 0 | 0 | 0
Srg_BB001 | MW | SEPD | Steady Progression | Rannoch | 0 | 0 | 0 | 0 | 0 | 0 | 0 | 0 | 0 | 0 | 0 | 0 | 0 | 0 | 0 | 0 | 0 | 0 | 0 | 0 | 0 | 0 | 0 | 0 | 0 | 0 | 0 | 0 | 0 | 0 | 0 | 0
Srg_BB002 | MW | SEPD | Steady Progression | Rannoch | 0 | 0 | 5.41e-05 | 0.00010967 | 0.00016631 | 0.000224 | 0.00028259 | 0.00084558 | 0.0011392 | 0.0014425 | 0.0017588 | 0.002091 | 0.0021512 | 0.0022084 | 0.0022632 | 0.002316 | 0.0023671 | 0.0024167 | 0.0024641 | 0.0025108 | 0.0025559 | 0.0026001 | 0.0035393 | 0.0044931 | 0.005467 | 0.00646 | 0.0074713 | 0.0075788 | 0.0076608 | 0.0077406 | 0.0078185 | 0.0078945
Data centres (MW) | MW | SEPD | Steady Progression | Redmoss | 0 | 0 | 0 | 0 | 0 | 0 | 0 | 0 | 0 | 0 | 0 | 0 | 0 | 0 | 0 | 0 | 0 | 0 | 0 | 0 | 0 | 0 | 0 | 0 | 0 | 0 | 0 | 0 | 0 | 0 | 0 | 0
Dem_BB001a | Number of homes (cumulative) | SEPD | Steady Progression | Redmoss | 0 | 117.126 | 417.4562 | 642.4697 | 901.5059 | 1113.5052 | 1321.8688 | 1517.3211 | 1712.7237 | 1919.2076 | 2138.593 | 2369.2096 | 2593.2096 | 2805.2096 | 2967.2096 | 3110.2096 | 3244.2096 | 3372.5476 | 3505.0096 | 3628.2979 | 3744.4654 | 3851.4673 | 3911.0229 | 3957.4794 | 3992.8469 | 4021.1389 | 4045.3782 | 4065.5734 | 4081.7315 | 4093.8465 | 4101.9228 | 4105.959
Dem_BB002b | Floorspace (m2) (cumulative) | SEPD | Steady Progression | Redmoss | 0 | 9919.98 | 10146.724 | 10372.838 | 10599.402 | 10826.416 | 11053.88 | 19655.95 | 28974.6867 | 47610.09 | 59078.8267 | 78464.23 | 89970.29 | 95426 | 100881.63 | 106337.18 | 118276.4333 | 122894.95 | 126080.1333 | 128548.65 | 129700.5 | 130301.98 | 130903.09 | 131503.83 | 132104.2 | 132104.2 | 132104.2 | 132104.2 | 132104.2 | 132104.2 | 132104.2 | 132104.2
Domestic direct electric heating | Number | SEPD | Steady Progression | Redmoss | 1196.0866 | 1208.8345 | 1241.3437 | 1265.644 | 1293.6165 | 1316.5125 | 1338.9767 | 1360.0368 | 1381.0969 | 1403.3451 | 1426.9973 | 1466.7368 | 1484.4534 | 1501.3299 | 1513.0857 | 1522.8765 | 1531.8411 | 1542.7766 | 1552.8422 | 1562.1549 | 1571.0615 | 1579.0929 | 1583.016 | 1585.6736 | 1587.3779 | 1588.3566 | 1588.9543 | 1589.1698 | 1589.0011 | 1588.5598 | 1587.7311 | 1586.514
Gas: Hydrogen peaking | MW | SEPD | Steady Progression | Redmoss | 0 | 0 | 0 | 0 | 0 | 0 | 0 | 0 | 0 | 0 | 0 | 0 | 0 | 0 | 0 | 0 | 0 | 0 | 0 | 0 | 0 | 0 | 0 | 0 | 0 | 0 | 0 | 0 | 0 | 0 | 0 | 0
Gen_BB001 | MW | SEPD | Steady Progression | Redmoss | 0 | 0 | 0 | 0 | 0 | 0 | 0 | 0 | 0 | 0 | 0 | 0 | 0 | 0 | 0 | 0 | 0 | 0 | 0 | 0 | 0 | 0 | 0 | 0 | 0 | 0 | 0 | 0 | 0 | 0 | 0 | 0
Gen_BB004 | MW | SEPD | Steady Progression | Redmoss | 0 | 0 | 0 | 0 | 0 | 0 | 0 | 0 | 0 | 0 | 0 | 0 | 0 | 0 | 0 | 0 | 0 | 0 | 0 | 0 | 0 | 0 | 0 | 0 | 0 | 0 | 0 | 0 | 0 | 0 | 0 | 0
Gen_BB005 | MW | SEPD | Steady Progression | Redmoss | 0 | 20 | 20 | 20 | 20 | 20 | 20 | 20 | 20 | 20 | 20 | 20 | 20 | 20 | 20 | 20 | 0 | 0 | 0 | 0 | 0 | 0 | 0 | 0 | 0 | 0 | 0 | 0 | 0 | 0 | 0 | 0
Gen_BB006 | MW | SEPD | Steady Progression | Redmoss | 0 | 0 | 0 | 0 | 0 | 0 | 0 | 0 | 0 | 0 | 0 | 0 | 0 | 0 | 0 | 0 | 0 | 0 | 0 | 0 | 0 | 0 | 0 | 0 | 0 | 0 | 0 | 0 | 0 | 0 | 0 | 0
Gen_BB008 | MW | SEPD | Steady Progression | Redmoss | 0 | 0 | 0 | 0 | 0 | 0 | 0 | 0 | 0 | 0 | 0 | 0 | 0 | 0 | 0 | 0 | 0 | 0 | 0 | 0 | 0 | 0 | 0 | 0 | 0 | 0 | 0 | 0 | 0 | 0 | 0 | 0
Gen_BB010 | MW | SEPD | Steady Progression | Redmoss | 0 | 0 | 0 | 0 | 0 | 0 | 0 | 0 | 0 | 0 | 0 | 0 | 0 | 0 | 0 | 0 | 0 | 0 | 0 | 0 | 0 | 0 | 0 | 0 | 0 | 0 | 0 | 0 | 0 | 0 | 0 | 0
Gen_BB011 | MW | SEPD | Steady Progression | Redmoss | 0 | 0 | 0 | 0 | 0 | 0 | 0 | 0 | 0 | 0 | 0 | 0 | 0 | 0 | 0 | 0 | 0 | 0 | 0 | 0 | 0 | 0 | 0 | 0 | 0 | 0 | 0 | 0 | 0 | 0 | 0 | 0
Gen_BB012 | MW | SEPD | Steady Progression | Redmoss | 0.33914 | 0.34066 | 0.34334 | 0.34576 | 0.34815 | 0.35022 | 0.35213 | 0.35505 | 0.35905 | 0.36368 | 0.36938 | 0.37621 | 0.38298 | 0.38972 | 0.39644 | 0.40318 | 0.40989 | 0.41654 | 0.42325 | 0.42993 | 0.43665 | 0.44343 | 0.4491 | 0.45465 | 0.46009 | 0.46543 | 0.47068 | 0.47473 | 0.47872 | 0.48266 | 0.48654 | 0.49039
Gen_BB013 | MW | SEPD | Steady Progression | Redmoss | 0.96404 | 1.0127 | 1.109 | 1.1918 | 1.2817 | 1.3605 | 1.4389 | 1.5335 | 1.646 | 1.7433 | 1.8562 | 1.9848 | 2.119 | 2.256 | 2.3827 | 2.507 | 2.6337 | 2.7605 | 2.8905 | 3.0194 | 3.149 | 3.277 | 3.3795 | 3.4764 | 3.5692 | 3.6588 | 3.7466 | 3.8234 | 3.8984 | 3.972 | 4.0436 | 4.1129
Gen_BB014 | MW | SEPD | Steady Progression | Redmoss | 2 | 49.6 | 49.6 | 49.6 | 49.6 | 49.6 | 49.6 | 49.6 | 49.6 | 49.6 | 49.6 | 49.6 | 49.6 | 49.6 | 49.6 | 49.6 | 49.6 | 49.6 | 49.6 | 49.6 | 49.6 | 49.6 | 49.6 | 49.6 | 49.6 | 49.6 | 49.6 | 49.6 | 49.6 | 49.6 | 49.6 | 49.6
Gen_BB015 | MW | SEPD | Steady Progression | Redmoss | 12.399 | 12.399 | 12.399 | 12.399 | 12.399 | 12.399 | 12.399 | 12.399 | 12.399 | 12.399 | 12.399 | 12.399 | 12.399 | 12.399 | 12.399 | 12.399 | 12.399 | 12.399 | 12.399 | 12.399 | 12.399 | 12.399 | 12.399 | 12.399 | 14.8987 | 14.8987 | 14.8987 | 14.8987 | 14.8987 | 14.8987 | 14.8987 | 14.8987
Gen_BB016 | MW | SEPD | Steady Progression | Redmoss | 0.9 | 0.9 | 0.9 | 0.9 | 0.9 | 0.9 | 0.9 | 0.9 | 0.9 | 0.9 | 0.9 | 0.9 | 0.9 | 0.9 | 0.9 | 0.9 | 0.9 | 0.9 | 0.9 | 0.9 | 0.9 | 0.9 | 0.9 | 0.9 | 0.9 | 0.9 | 0.9 | 0.9 | 0.9 | 0.9 | 0.9 | 0.9
Gen_BB017 | MW | SEPD | Steady Progression | Redmoss | 0 | 0 | 0 | 0 | 0 | 0 | 0 | 0 | 0 | 0 | 0 | 0 | 0 | 0 | 0 | 0 | 0 | 0 | 0 | 0 | 0 | 0 | 0 | 0 | 0 | 0 | 0 | 0 | 0 | 0 | 0 | 0
Gen_BB018 | MW | SEPD | Steady Progression | Redmoss | 0 | 0 | 0 | 0 | 0 | 0 | 0 | 0 | 0 | 0 | 0 | 0 | 0 | 0 | 0 | 0 | 0 | 0 | 0 | 0 | 0 | 0 | 0 | 0 | 0 | 0 | 0 | 0 | 0 | 0 | 0 | 0
Hydrogen electrolysis | MW | SEPD | Steady Progression | Redmoss | 0.5 | 0.5 | 0.5 | 0.5 | 0.5 | 0.5 | 0.5 | 0.5 | 0.5 | 0.5 | 0.5 | 0.5 | 0.5 | 0.5 | 0.5 | 0.5 | 0.5 | 0.5 | 0.5 | 0.5 | 0.5 | 0.5 | 0.5 | 0.5 | 0.5 | 0.5 | 0.5 | 0.5 | 0.5 | 0.5 | 0.5 | 0.5
Lct_BB001 | Number | SEPD | Steady Progression | Redmoss | 70.9677 | 89.9711 | 129.5507 | 214.6746 | 314.8452 | 449.691 | 625.37 | 822.8477 | 1066.212 | 1364.9552 | 1730.5831 | 2236.8893 | 2828.6147 | 3421.2756 | 4015.1262 | 4610.2448 | 5206.7589 | 6048.0115 | 7122.9277 | 8267.1351 | 9452.6748 | 10766.4605 | 12059.7215 | 13286.5136 | 14418.3863 | 15453.0927 | 16304.4064 | 16657.9386 | 17013.3028 | 17357.3036 | 17709.0628 | 18042.0601
Lct_BB003 | Number | SEPD | Steady Progression | Redmoss | 0 | 0 | 0 | 0.42543 | 0.9225 | 1.5123 | 2.2221 | 3.1786 | 4.2287 | 5.5704 | 7.3829 | 9.6848 | 12.9421 | 16.7993 | 21.6414 | 27.637 | 35.0945 | 44.1168 | 54.894 | 67.3436 | 81.2263 | 97.2162 | 114.244 | 131.7442 | 148.815 | 165.0736 | 179.724 | 192.6044 | 203.983 | 213.7077 | 222.1038 | 229.5409
Lct_BB005 | Number | SEPD | Steady Progression | Redmoss | 19.625 | 30.0915 | 42.5352 | 54.6519 | 71.2311 | 85.9215 | 101.0588 | 117.2695 | 128.227 | 139.9644 | 154.8545 | 169.7074 | 206.6682 | 243.878 | 279.0556 | 313.7451 | 348.8747 | 393.703 | 439.1829 | 484.5384 | 530.1295 | 575.539 | 653.0575 | 729.8562 | 806.1953 | 882.2807 | 958.4917 | 1022.919 | 1087.3991 | 1152.0711 | 1216.9006 | 1281.7428
Lct_BB006 | Number | SEPD | Steady Progression | Redmoss | 0 | 0 | 1.04 | 2.0691 | 3.0887 | 4.0984 | 5.0974 | 12.3631 | 19.5272 | 30.1851 | 40.685 | 51.0283 | 79.0091 | 106.7588 | 134.278 | 161.5668 | 188.626 | 201.825 | 214.8537 | 227.7094 | 240.3954 | 252.9124 | 284.8277 | 316.2075 | 347.0535 | 377.364 | 407.1411 | 465.1063 | 523.0715 | 581.0367 | 639.0019 | 696.9671
Lct_BB007 | Number | SEPD | Steady Progression | Redmoss | 41.2949 | 44.2262 | 43.4649 | 46.3814 | 49.0511 | 51.5803 | 54.2297 | 57.5591 | 58.2522 | 59.0831 | 60.8276 | 61.8012 | 73.7742 | 85.7472 | 97.7202 | 109.6932 | 121.6662 | 138.7251 | 155.7 | 172.591 | 189.3981 | 206.1212 | 241.1012 | 276.0812 | 311.0612 | 346.0412 | 381.0212 | 409.8104 | 438.5995 | 467.3887 | 496.1778 | 524.967
Lct_BB008 | Number | SEPD | Steady Progression | Redmoss | 0 | 0 | 0.08544 | 0.17002 | 0.25377 | 0.33662 | 0.4186 | 1.015 | 1.6029 | 2.1823 | 2.7532 | 3.3154 | 4.8364 | 6.3449 | 7.8409 | 9.3245 | 10.7955 | 11.513 | 12.2212 | 12.9202 | 13.6098 | 14.2901 | 16.0251 | 17.731 | 19.4078 | 21.0557 | 22.6744 | 25.8255 | 28.9765 | 32.1276 | 35.2787 | 38.4297
Lct_BB010b | MW | SEPD | Steady Progression | Redmoss | 0.364 | 0.59512 | 0.76082 | 1.0919 | 1.4738 | 1.969 | 2.5674 | 3.2975 | 4.146 | 5.1017 | 6.2215 | 7.8737 | 9.5326 | 11.1691 | 12.914 | 14.6197 | 16.3295 | 19.3422 | 23.5897 | 29.3423 | 35.1452 | 41.3678 | 45.8463 | 48.5805 | 50.341 | 51.8016 | 52.1621 | 52.4953 | 52.7109 | 52.9181 | 53.1771 | 53.3409
Lct_BB011b | MW | SEPD | Steady Progression | Redmoss | 0.146 | 0.1653 | 0.18749 | 0.23376 | 0.27988 | 0.33529 | 0.40015 | 0.46593 | 0.54097 | 0.6269 | 0.72561 | 0.83872 | 1.0004 | 1.1873 | 1.4018 | 1.6438 | 1.9152 | 2.2254 | 2.5609 | 2.9138 | 3.2769 | 3.6236 | 3.9554 | 4.2629 | 4.5359 | 4.7697 | 4.9651 | 5.0271 | 5.0862 | 5.1453 | 5.2053 | 5.2629
Lct_BB012b | MW | SEPD | Steady Progression | Redmoss | 0.116 | 0.1233 | 0.13032 | 0.14881 | 0.16762 | 0.19164 | 0.22018 | 0.25059 | 0.28588 | 0.32709 | 0.37494 | 0.43046 | 0.5137 | 0.61028 | 0.72118 | 0.84621 | 0.986 | 1.1468 | 1.3203 | 1.5027 | 1.6911 | 1.8664 | 2.0335 | 2.188 | 2.3251 | 2.4423 | 2.5598 | 2.5785 | 2.5914 | 2.5998 | 2.606 | 2.606
Lct_BB013b | MW | SEPD | Steady Progression | Redmoss | 0 | 0 | 0 | 0 | 0 | 0 | 0 | 0 | 0 | 0 | 0 | 0 | 0 | 0 | 0 | 0 | 0 | 0 | 0 | 0 | 0 | 0 | 0 | 0 | 0 | 0 | 0 | 0 | 0 | 0 | 0 | 0
Lct_BB014 | Number | SEPD | Steady Progression | Redmoss | 20.6115 | 20.7697 | 23.9642 | 27.5576 | 31.8697 | 36.7894 | 42.4316 | 64.3042 | 73.2742 | 83.7578 | 95.5666 | 109.019 | 194.5962 | 223.7427 | 257.7799 | 296.6856 | 341.5933 | 374.5693 | 411.5914 | 453.0659 | 499.4487 | 551.7825 | 758.7916 | 840.817 | 931.9055 | 1034.9877 | 1150.8188 | 1323.6051 | 1522.3908 | 1750.7193 | 2013.0785 | 2314.6623
Other generation | MW | SEPD | Steady Progression | Redmoss | 0 | 0 | 0 | 0 | 0 | 0 | 0 | 0 | 0 | 0 | 0 | 0 | 0 | 0 | 0 | 0 | 0 | 0 | 0 | 0 | 0 | 0 | 0 | 0 | 0 | 0 | 0 | 0 | 0 | 0 | 0 | 0
Srg_BB001 | MW | SEPD | Steady Progression | Redmoss | 0 | 0.27176 | 0.30529 | 0.33904 | 0.37289 | 0.40653 | 0.44395 | 0.92778 | 0.97046 | 1.0126 | 1.0565 | 1.1086 | 1.2875 | 1.4727 | 1.6642 | 1.8635 | 2.0803 | 2.1334 | 2.1873 | 2.2412 | 2.2947 | 2.3492 | 2.6082 | 2.8682 | 3.1296 | 3.3924 | 3.6521 | 3.6546 | 3.6571 | 3.659 | 3.6606 | 3.6625
Srg_BB002 | MW | SEPD | Steady Progression | Redmoss | 0 | 0 | 0.001041 | 0.0021517 | 0.0033229 | 0.0045483 | 0.0058221 | 0.01847 | 0.025339 | 0.032651 | 0.040545 | 0.049166 | 0.050784 | 0.052376 | 0.053951 | 0.055514 | 0.057073 | 0.058623 | 0.06015 | 0.061686 | 0.063208 | 0.064735 | 0.097798 | 0.13199 | 0.16751 | 0.20434 | 0.24246 | 0.24656 | 0.24973 | 0.25285 | 0.25592 | 0.25895
Data centres (MW) | MW | SEPD | Steady Progression | Shetland | 0 | 0 | 0 | 0 | 0 | 0 | 0 | 0 | 0 | 0 | 0 | 0 | 0 | 0 | 0 | 0 | 0 | 0 | 0 | 0 | 0 | 0 | 0 | 0 | 0 | 0 | 0 | 0 | 0 | 0 | 0 | 0
Dem_BB001a | Number of homes (cumulative) | SEPD | Steady Progression | Shetland | 0 | 125.0557 | 166.1799 | 201.1978 | 229.2233 | 244.2365 | 259.2743 | 271.2835 | 281.2835 | 291.2835 | 332.2835 | 373.2835 | 416.2835 | 460.2835 | 507.2835 | 549.2835 | 593.2835 | 636.4442 | 661.7124 | 685.8299 | 709.8427 | 730.7691 | 747.2829 | 760.7049 | 770.0448 | 777.3148 | 781.536 | 783.7165 | 783.8628 | 783.969 | 784.0396 | 784.0731
Dem_BB002b | Floorspace (m2) (cumulative) | SEPD | Steady Progression | Shetland | 0 | 118724.7 | 213704.46 | 299450.0767 | 391791.51 | 454830.76 | 521474.3267 | 589083.8833 | 660297.7567 | 735115.9467 | 818480.6533 | 905861.5267 | 990662.75 | 1068926.8333 | 1147602.7667 | 1178496.55 | 1205786.0167 | 1229471.1667 | 1249552 | 1265616.6667 | 1277665.1667 | 1285697.5 | 1289713.6667 | 1289713.6667 | 1289713.6667 | 1289713.6667 | 1289713.6667 | 1289713.6667 | 1289713.6667 | 1289713.6667 | 1289713.6667 | 1289713.6667
Domestic direct electric heating | Number | SEPD | Steady Progression | Shetland | 8847.5957 | 8861.105 | 8865.5266 | 8869.3061 | 8872.3298 | 8873.9495 | 8875.5693 | 8876.8652 | 8877.9451 | 8879.025 | 8883.4531 | 8892.8109 | 8897.9861 | 8903.9782 | 8911.0073 | 8917.9982 | 8925.6529 | 8855.8207 | 8822.7262 | 8790.0408 | 8757.7621 | 8725.772 | 8694.415 | 8662.838 | 8631.2092 | 8599.6445 | 8568.0313 | 8536.3714 | 8504.6661 | 8473.1436 | 8441.8042 | 8410.648
Gas: Hydrogen peaking | MW | SEPD | Steady Progression | Shetland | 0 | 0 | 0 | 0 | 0 | 0 | 0 | 0 | 0 | 0 | 0 | 0 | 0 | 0 | 0 | 0 | 0 | 0 | 0 | 0 | 0 | 0 | 0 | 0 | 0 | 0 | 0 | 0 | 0 | 0 | 0 | 0
Gen_BB001 | MW | SEPD | Steady Progression | Shetland | 18 | 18 | 18 | 18 | 18 | 18 | 18 | 18 | 18 | 18 | 18 | 18 | 18 | 18 | 18 | 18 | 18 | 18 | 18 | 18 | 18 | 18 | 18 | 18 | 18 | 18 | 18 | 18 | 0 | 0 | 0 | 0
Gen_BB004 | MW | SEPD | Steady Progression | Shetland | 0 | 0 | 0 | 0 | 0 | 0 | 0 | 0 | 0 | 0 | 0 | 0 | 0 | 0 | 0 | 0 | 0 | 0 | 0 | 0 | 0 | 0 | 0 | 0 | 0 | 0 | 0 | 0 | 0 | 0 | 0 | 0
Gen_BB005 | MW | SEPD | Steady Progression | Shetland | 0 | 0 | 0 | 0 | 0 | 0 | 0 | 0 | 0 | 0 | 0 | 0 | 0 | 0 | 0 | 0 | 0 | 0 | 0 | 0 | 0 | 0 | 0 | 0 | 0 | 0 | 0 | 0 | 0 | 0 | 0 | 0
Gen_BB006 | MW | SEPD | Steady Progression | Shetland | 0 | 0 | 0 | 0 | 0 | 0 | 0 | 0 | 0 | 0 | 0 | 0 | 0 | 0 | 0 | 0 | 0 | 0 | 0 | 0 | 0 | 0 | 0 | 0 | 0 | 0 | 0 | 0 | 0 | 0 | 0 | 0
Gen_BB008 | MW | SEPD | Steady Progression | Shetland | 0 | 0 | 0 | 0 | 0 | 0 | 0 | 0 | 0 | 0 | 0 | 0 | 0 | 0 | 0 | 0 | 0 | 0 | 0 | 0 | 0 | 0 | 0 | 0 | 0 | 0 | 0 | 0 | 0 | 0 | 0 | 0
Gen_BB010 | MW | SEPD | Steady Progression | Shetland | 0 | 0 | 0 | 0 | 0 | 0 | 0 | 0 | 0 | 0 | 0 | 0 | 0 | 0 | 0 | 0 | 0 | 0 | 0 | 0 | 0 | 0 | 0 | 0 | 0 | 0 | 0 | 0 | 0 | 0 | 0 | 0
Gen_BB011 | MW | SEPD | Steady Progression | Shetland | 0 | 0 | 0 | 0 | 0 | 0 | 0 | 0 | 0 | 0 | 0 | 0 | 0 | 0 | 0 | 0 | 0 | 0 | 0 | 0 | 0 | 0 | 0 | 0 | 0 | 0 | 0 | 0 | 0 | 0 | 0 | 0
Gen_BB012 | MW | SEPD | Steady Progression | Shetland | 0.0241 | 0.024467 | 0.025235 | 0.026041 | 0.026913 | 0.027725 | 0.028514 | 0.029782 | 0.031618 | 0.033795 | 0.036643 | 0.040262 | 0.044046 | 0.047981 | 0.052054 | 0.056261 | 0.060574 | 0.064941 | 0.069447 | 0.074006 | 0.078671 | 0.083455 | 0.087506 | 0.091524 | 0.095508 | 0.099462 | 0.10338 | 0.10643 | 0.10945 | 0.11244 | 0.11541 | 0.11836
Gen_BB013 | MW | SEPD | Steady Progression | Shetland | 0.21292 | 0.25416 | 0.30456 | 0.34819 | 0.38872 | 0.42141 | 0.45126 | 0.4932 | 0.5467 | 0.59056 | 0.65142 | 0.72135 | 0.7923 | 0.86569 | 0.94284 | 1.021 | 1.1025 | 1.185 | 1.259 | 1.3341 | 1.4109 | 1.4891 | 1.5617 | 1.6329 | 1.7033 | 1.7734 | 1.8426 | 1.9024 | 1.9612 | 2.0203 | 2.0799 | 2.1398
Gen_BB014 | MW | SEPD | Steady Progression | Shetland | 0 | 0 | 0 | 0 | 0 | 0 | 0 | 0 | 0 | 0 | 0 | 0 | 0 | 0 | 0 | 0 | 0 | 0 | 0 | 0 | 0 | 0 | 0 | 0 | 0 | 0 | 0 | 0 | 0 | 0 | 0 | 0
Gen_BB015 | MW | SEPD | Steady Progression | Shetland | 11.18 | 11.18 | 11.18 | 11.18 | 11.18 | 11.18 | 11.18 | 11.18 | 11.18 | 18.4337 | 19.3259 | 22.43 | 24.1184 | 24.984 | 30.0563 | 37.5863 | 38.4245 | 39.2533 | 40.0723 | 40.881 | 41.6794 | 42.4678 | 43.2463 | 44.0148 | 44.7731 | 45.5211 | 46.2585 | 46.9999 | 47.7449 | 48.4937 | 49.2459 | 50.0019
Gen_BB016 | MW | SEPD | Steady Progression | Shetland | 1.4701 | 1.4701 | 1.4779 | 1.4868 | 1.4964 | 1.507 | 1.5212 | 1.5415 | 1.576 | 1.6335 | 1.7187 | 1.8195 | 1.9286 | 2.0363 | 2.1421 | 2.2462 | 2.349 | 2.4498 | 2.5441 | 2.6319 | 2.7142 | 2.7907 | 2.8621 | 2.929 | 2.9912 | 3.0491 | 3.1034 | 3.1548 | 3.2009 | 3.2426 | 3.28 | 3.3138
Gen_BB017 | MW | SEPD | Steady Progression | Shetland | 0.545 | 0.545 | 0.545 | 0.545 | 0.545 | 0.545 | 0.545 | 0.545 | 0.545 | 0.545 | 0.545 | 0.545 | 0.545 | 0.545 | 0.545 | 0.545 | 0.545 | 0.545 | 0.545 | 0.545 | 0.545 | 0.545 | 0.545 | 0.545 | 0.545 | 0.545 | 0.545 | 0.545 | 0.545 | 0.545 | 0.545 | 0.545
Gen_BB018 | MW | SEPD | Steady Progression | Shetland | 0 | 0 | 0 | 0 | 0 | 0 | 0 | 0 | 0 | 0 | 0 | 0 | 0 | 0 | 0 | 0 | 0 | 0 | 0 | 0 | 0 | 0 | 0 | 0 | 0 | 0 | 0 | 0 | 0 | 0 | 0 | 0
Hydrogen electrolysis | MW | SEPD | Steady Progression | Shetland | 0 | 0 | 0 | 0 | 0 | 0 | 0 | 0 | 0 | 0 | 0 | 0 | 0 | 0 | 0 | 0 | 0 | 0 | 0 | 0 | 0 | 0 | 0 | 0 | 0 | 0 | 0 | 0 | 0 | 0 | 0 | 0
Lct_BB001 | Number | SEPD | Steady Progression | Shetland | 79.7167 | 100.5536 | 142.4024 | 233.0455 | 337.6282 | 477.1302 | 657.1824 | 856.2137 | 1098.2759 | 1392.4753 | 1748.2012 | 2379.8039 | 3091.6914 | 3803.7156 | 4515.54 | 5227.5282 | 5939.4864 | 6968.4954 | 8181.5581 | 9464.4967 | 10783.8001 | 12239.4835 | 13658.5014 | 14988.1995 | 16197.3578 | 17285.0235 | 17912.7438 | 18252.4229 | 18591.786 | 18916.7453 | 19248.9507 | 19567.3285
Lct_BB003 | Number | SEPD | Steady Progression | Shetland | 0 | 0 | 0 | 0 | 0 | 0 | 0 | 0 | 0 | 0 | 0 | 0 | 0 | 0 | 0 | 0 | 0 | 0 | 0 | 0 | 0 | 0 | 0 | 0 | 0 | 0 | 0 | 0 | 0 | 0 | 0 | 0
Lct_BB005 | Number | SEPD | Steady Progression | Shetland | 602.8427 | 632.8575 | 641.1431 | 654.8808 | 678.2618 | 700.8448 | 724.5663 | 754.3355 | 760.8602 | 772.969 | 800.2488 | 816.3306 | 986.2445 | 1156.7583 | 1327.9162 | 1499.4601 | 1671.6302 | 1915.7631 | 2157.7573 | 2399.0591 | 2639.5075 | 2879.1392 | 3375.4715 | 3871.8029 | 4368.6085 | 4866.0601 | 5364.8277 | 5777.3111 | 6191.4503 | 6607.5857 | 7026.0836 | 7448.0442
Lct_BB006 | Number | SEPD | Steady Progression | Shetland | 0 | 0 | 0 | 0 | 0 | 0 | 0 | 0 | 0 | 0 | 0 | 0 | 0 | 0 | 0 | 0 | 0 | 0 | 0 | 0 | 0 | 0 | 0 | 0 | 0 | 0 | 0 | 0 | 0 | 0 | 0 | 0
Lct_BB007 | Number | SEPD | Steady Progression | Shetland | 0 | 0 | 0 | 0 | 0 | 0 | 0 | 0 | 0 | 0 | 0 | 0 | 0 | 0 | 0 | 0 | 0 | 0 | 0 | 0 | 0 | 0 | 0 | 0 | 0 | 0 | 0 | 0 | 0 | 0 | 0 | 0
Lct_BB008 | Number | SEPD | Steady Progression | Shetland | 0 | 0 | 0 | 0 | 0 | 0 | 0 | 0 | 0 | 0 | 0 | 0 | 0 | 0 | 0 | 0 | 0 | 0 | 0 | 0 | 0 | 0 | 0 | 0 | 0 | 0 | 0 | 0 | 0 | 0 | 0 | 0
Lct_BB010b | MW | SEPD | Steady Progression | Shetland | 0.042 | 0.20129 | 0.36561 | 0.73158 | 1.2048 | 1.812 | 2.5619 | 3.3836 | 4.3767 | 5.5163 | 6.9827 | 9.6203 | 12.316 | 14.94 | 17.4885 | 19.964 | 22.5849 | 26.891 | 31.6478 | 39.3608 | 49.046 | 59.7485 | 67.2066 | 71.8501 | 74.975 | 76.9492 | 77.2848 | 77.618 | 78.0226 | 78.3754 | 78.6652 | 78.9998
Lct_BB011b | MW | SEPD | Steady Progression | Shetland | 0.086 | 0.0951 | 0.11917 | 0.1559 | 0.19277 | 0.2363 | 0.28882 | 0.34179 | 0.40068 | 0.46974 | 0.54802 | 0.63845 | 0.76722 | 0.91682 | 1.0883 | 1.2814 | 1.4968 | 1.7445 | 2.0122 | 2.2934 | 2.5829 | 2.8579 | 3.1219 | 3.3657 | 3.5822 | 3.7674 | 3.9214 | 3.968 | 4.0131 | 4.0582 | 4.104 | 4.148
Lct_BB012b | MW | SEPD | Steady Progression | Shetland | 0.534 | 0.535 | 0.53645 | 0.54343 | 0.55016 | 0.55926 | 0.56969 | 0.58536 | 0.60453 | 0.62715 | 0.65411 | 0.68614 | 0.7377 | 0.79863 | 0.86939 | 0.95043 | 1.042 | 1.1488 | 1.2657 | 1.3903 | 1.5212 | 1.6444 | 1.7635 | 1.8762 | 1.9786 | 2.0683 | 2.1558 | 2.1837 | 2.2072 | 2.2257 | 2.2392 | 2.2392
Lct_BB013b | MW | SEPD | Steady Progression | Shetland | 0 | 0.0006 | 0.0013 | 0.00236 | 0.00276 | 0.0033 | 0.00358 | 0.00649 | 0.00988 | 0.01381 | 0.01836 | 0.02359 | 0.03344 | 0.04493 | 0.05822 | 0.07335 | 0.09043 | 0.1101 | 0.13156 | 0.15438 | 0.17814 | 0.20096 | 0.22308 | 0.24393 | 0.26286 | 0.27959 | 0.29254 | 0.29832 | 0.30336 | 0.30771 | 0.31153 | 0.31175
Lct_BB014 | Number | SEPD | Steady Progression | Shetland | 11.1685 | 11.2542 | 12.9851 | 14.9323 | 17.2688 | 19.9345 | 22.9918 | 20.5581 | 23.4259 | 26.7775 | 30.5528 | 34.8535 | 57.8524 | 66.5175 | 76.6366 | 88.203 | 101.5539 | 111.3575 | 122.364 | 134.6941 | 148.4834 | 164.042 | 230.4192 | 255.3275 | 282.988 | 314.2905 | 349.4645 | 401.9338 | 462.2982 | 531.6338 | 611.3034 | 702.8841
Other generation | MW | SEPD | Steady Progression | Shetland | 0 | 0 | 0 | 0 | 0 | 0 | 0 | 0 | 0 | 0 | 0 | 0 | 0 | 0 | 0 | 0 | 0 | 0 | 0 | 0 | 0 | 0 | 0 | 0 | 0 | 0 | 0 | 0 | 0 | 0 | 0 | 0
Srg_BB001 | MW | SEPD | Steady Progression | Shetland | 0 | 0.064564 | 0.076755 | 0.089142 | 0.10161 | 0.1139 | 0.1296 | 0.27738 | 0.29803 | 0.3271 | 0.3604 | 0.41337 | 0.45909 | 0.50587 | 0.55429 | 0.60939 | 0.70244 | 0.75419 | 0.80944 | 0.86581 | 0.92145 | 0.98234 | 1.0589 | 1.1395 | 1.2218 | 1.3092 | 1.3863 | 1.395 | 1.4035 | 1.4104 | 1.4164 | 1.4232
Srg_BB002 | MW | SEPD | Steady Progression | Shetland | 0 | 0 | 0.00028145 | 0.00060689 | 0.00097265 | 0.0013736 | 0.0018064 | 0.0063218 | 0.0089151 | 0.011804 | 0.015078 | 0.018836 | 0.019572 | 0.020324 | 0.021092 | 0.021878 | 0.022681 | 0.023499 | 0.024322 | 0.025167 | 0.026018 | 0.026887 | 0.045953 | 0.065912 | 0.086886 | 0.10886 | 0.13184 | 0.13433 | 0.13627 | 0.13818 | 0.14009 | 0.14198
Data centres (MW) | MW | SEPD | Steady Progression | Shin | 0 | 0 | 0 | 0 | 0 | 0 | 0 | 0 | 0 | 0 | 0 | 0 | 0 | 0 | 0 | 0 | 0 | 0 | 0 | 0 | 0 | 0 | 0 | 0 | 0 | 0 | 0 | 0 | 0 | 0 | 0 | 0
Dem_BB001a | Number of homes (cumulative) | SEPD | Steady Progression | Shin | 0 | 0 | 0 | 0 | 0 | 0 | 0 | 0 | 0 | 0 | 0 | 0 | 0 | 0 | 0 | 0 | 0 | 0.097435 | 0.2039 | 0.29771 | 0.38273 | 0.46792 | 0.51517 | 0.55398 | 0.58524 | 0.61006 | 0.63041 | 0.647 | 0.66046 | 0.67023 | 0.67672 | 0.6798
Dem_BB002b | Floorspace (m2) (cumulative) | SEPD | Steady Progression | Shin | 0 | 0 | 0 | 0 | 0 | 0 | 0 | 0 | 0 | 0 | 0 | 0 | 0 | 0 | 0 | 0 | 0 | 0 | 0 | 0 | 0 | 0 | 0 | 0 | 0 | 0 | 0 | 0 | 0 | 0 | 0 | 0
Domestic direct electric heating | Number | SEPD | Steady Progression | Shin | 278.1025 | 278.1019 | 278.1022 | 278.1022 | 278.1022 | 278.1022 | 278.1022 | 278.1022 | 278.1022 | 278.1022 | 278.1022 | 276.1997 | 275.26 | 274.3232 | 273.5096 | 272.8172 | 271.9688 | 271.4547 | 270.8167 | 270.1816 | 269.5494 | 269.036 | 268.5277 | 268.0211 | 267.6323 | 267.246 | 266.8626 | 266.4822 | 266.1049 | 265.7307 | 265.3598 | 264.9923
Gas: Hydrogen peaking | MW | SEPD | Steady Progression | Shin | 0 | 0 | 0 | 0 | 0 | 0 | 0 | 0 | 0 | 0 | 0 | 0 | 0 | 0 | 0 | 0 | 0 | 0 | 0 | 0 | 0 | 0 | 0 | 0 | 0 | 0 | 0 | 0 | 0 | 0 | 0 | 0
Gen_BB001 | MW | SEPD | Steady Progression | Shin | 0 | 0 | 0 | 0 | 0 | 0 | 0 | 0 | 0 | 0 | 0 | 0 | 0 | 0 | 0 | 0 | 0 | 0 | 0 | 0 | 0 | 0 | 0 | 0 | 0 | 0 | 0 | 0 | 0 | 0 | 0 | 0
Gen_BB004 | MW | SEPD | Steady Progression | Shin | 0 | 0 | 0 | 0 | 0 | 0 | 0 | 0 | 0 | 0 | 0 | 0 | 0 | 0 | 0 | 0 | 0 | 0 | 0 | 0 | 0 | 0 | 0 | 0 | 0 | 0 | 0 | 0 | 0 | 0 | 0 | 0
Gen_BB005 | MW | SEPD | Steady Progression | Shin | 0 | 0 | 0 | 0 | 0 | 0 | 0 | 0 | 0 | 0 | 0 | 0 | 0 | 0 | 0 | 0 | 0 | 0 | 0 | 0 | 0 | 0 | 0 | 0 | 0 | 0 | 0 | 0 | 0 | 0 | 0 | 0
Gen_BB006 | MW | SEPD | Steady Progression | Shin | 0 | 0 | 0 | 0 | 0 | 0 | 0 | 0 | 0 | 0 | 0 | 0 | 0 | 0 | 0 | 0 | 0 | 0 | 0 | 0 | 0 | 0 | 0 | 0 | 0 | 0 | 0 | 0 | 0 | 0 | 0 | 0
Gen_BB008 | MW | SEPD | Steady Progression | Shin | 0 | 0 | 0 | 0 | 0 | 0 | 0 | 0 | 0 | 0 | 0 | 0 | 0 | 0 | 0 | 0 | 0 | 0 | 0 | 0 | 0 | 0 | 0 | 0 | 0 | 0 | 0 | 0 | 0 | 0 | 0 | 0
Gen_BB010 | MW | SEPD | Steady Progression | Shin | 0 | 0 | 0 | 0 | 0 | 0 | 0 | 0 | 0 | 0 | 0 | 0 | 0 | 0 | 0 | 0 | 0 | 0 | 0 | 0 | 0 | 0 | 0 | 0 | 0 | 0 | 0 | 0 | 0 | 0 | 0 | 0
Gen_BB011 | MW | SEPD | Steady Progression | Shin | 0 | 0 | 0 | 0 | 0 | 0 | 0 | 0 | 0 | 0 | 0 | 0 | 0 | 0 | 0 | 0 | 0 | 0 | 0 | 0 | 0 | 0 | 0 | 0 | 0 | 0 | 0 | 0 | 0 | 0 | 0 | 0
Gen_BB012 | MW | SEPD | Steady Progression | Shin | 0.04935 | 0.049632 | 0.050084 | 0.050457 | 0.050795 | 0.05107 | 0.051311 | 0.051658 | 0.052096 | 0.052681 | 0.053381 | 0.054193 | 0.054975 | 0.055732 | 0.056469 | 0.057191 | 0.057896 | 0.058582 | 0.059262 | 0.059929 | 0.060591 | 0.06125 | 0.061794 | 0.06232 | 0.06283 | 0.063326 | 0.063808 | 0.06418 | 0.064542 | 0.064897 | 0.065246 | 0.065589
Gen_BB013 | MW | SEPD | Steady Progression | Shin | 0.18518 | 0.18521 | 0.18521 | 0.18522 | 0.18523 | 0.18525 | 0.18528 | 0.18531 | 0.18532 | 0.18849 | 0.19234 | 0.19685 | 0.20124 | 0.20553 | 0.21011 | 0.21505 | 0.21994 | 0.2248 | 0.22967 | 0.23454 | 0.23942 | 0.24485 | 0.24971 | 0.25454 | 0.25994 | 0.26538 | 0.27084 | 0.2757 | 0.28056 | 0.28545 | 0.29038 | 0.29535
Gen_BB014 | MW | SEPD | Steady Progression | Shin | 0 | 0 | 0 | 0 | 0 | 0 | 0 | 0 | 0 | 0 | 0 | 0 | 0 | 0 | 0 | 0 | 0 | 0 | 0 | 0 | 0 | 0 | 0 | 0 | 0 | 0 | 0 | 0 | 0 | 0 | 0 | 0
Gen_BB015 | MW | SEPD | Steady Progression | Shin | 0 | 0 | 0 | 0 | 0 | 0 | 0 | 0 | 0 | 0.81577 | 0.91611 | 1.2652 | 1.4551 | 1.5524 | 2.1229 | 2.9697 | 3.064 | 3.1572 | 3.2493 | 3.3403 | 3.43 | 3.5187 | 3.6063 | 3.6927 | 3.778 | 3.8621 | 3.945 | 4.0284 | 4.1122 | 4.1964 | 4.281 | 4.366
Gen_BB016 | MW | SEPD | Steady Progression | Shin | 0.086607 | 0.086607 | 0.087486 | 0.088484 | 0.089562 | 0.090759 | 0.092356 | 0.09464 | 0.098522 | 0.10499 | 0.11457 | 0.1259 | 0.13817 | 0.15029 | 0.16218 | 0.17389 | 0.18545 | 0.19678 | 0.20739 | 0.21727 | 0.22652 | 0.23513 | 0.24316 | 0.25068 | 0.25767 | 0.26419 | 0.27029 | 0.27608 | 0.28126 | 0.28595 | 0.29016 | 0.29396
Gen_BB017 | MW | SEPD | Steady Progression | Shin | 0 | 0 | 0 | 0 | 0 | 0 | 0 | 0 | 0 | 0 | 0 | 0 | 0 | 0 | 0 | 0 | 0 | 0 | 0 | 0 | 0 | 0 | 0 | 0 | 0 | 0 | 0 | 0 | 0 | 0 | 0 | 0
Gen_BB018 | MW | SEPD | Steady Progression | Shin | 0 | 0 | 0 | 0 | 0.0015647 | 0.0079587 | 0.0083499 | 0.010215 | 0.012051 | 0.012367 | 0.014157 | 0.014458 | 0.016203 | 0.017964 | 0.018189 | 0.019934 | 0.02016 | 0.021845 | 0.022056 | 0.023726 | 0.023906 | 0.024072 | 0.025742 | 0.025892 | 0.027547 | 0.027683 | 0.027803 | 0.029443 | 0.029548 | 0.031173 | 0.031263 | 0.031384
Hydrogen electrolysis | MW | SEPD | Steady Progression | Shin | 0 | 0 | 0 | 0 | 0 | 0 | 0 | 0 | 0 | 0 | 0 | 0 | 0 | 0 | 0 | 0 | 0 | 0 | 0 | 0 | 0 | 0 | 0 | 0 | 0 | 0 | 0 | 0 | 0 | 0 | 0 | 0
Lct_BB001 | Number | SEPD | Steady Progression | Shin | 4.9568 | 6.2402 | 8.8853 | 14.5066 | 21.006 | 29.6056 | 40.7227 | 52.9886 | 67.8432 | 85.8738 | 107.6475 | 152.4943 | 201.4085 | 250.3297 | 299.3158 | 348.2489 | 397.1848 | 466.7957 | 547.5666 | 632.8686 | 720.3882 | 816.8435 | 910.6671 | 998.357 | 1077.8922 | 1149.1254 | 1185.181 | 1207.3213 | 1229.516 | 1250.664 | 1272.4223 | 1293.3439
Lct_BB003 | Number | SEPD | Steady Progression | Shin | 0 | 0 | 0 | 0 | 0 | 0 | 0 | 0 | 0 | 0 | 0 | 0 | 0 | 0 | 0 | 0 | 0 | 0 | 0 | 0 | 0 | 0 | 0 | 0 | 0 | 0 | 0 | 0 | 0 | 0 | 0 | 0
Lct_BB005 | Number | SEPD | Steady Progression | Shin | 34.016 | 34.6316 | 34.8258 | 35.145 | 35.7178 | 36.271 | 36.8978 | 37.6888 | 37.8203 | 38.5326 | 40.1013 | 40.99 | 51.4065 | 61.8396 | 72.3394 | 82.9146 | 93.4806 | 108.5198 | 123.4901 | 138.4534 | 153.3273 | 168.2414 | 199.1224 | 230.0201 | 261.0664 | 292.2006 | 323.418 | 349.2479 | 375.2063 | 401.3282 | 427.573 | 454.067
Lct_BB006 | Number | SEPD | Steady Progression | Shin | 0 | 0 | 0 | 0 | 0 | 0 | 0 | 0 | 0 | 0 | 0 | 0 | 0 | 0 | 0 | 0 | 0 | 0 | 0 | 0 | 0 | 0 | 0 | 0 | 0 | 0 | 0 | 0 | 0 | 0 | 0 | 0
Lct_BB007 | Number | SEPD | Steady Progression | Shin | 0 | 0 | 0 | 0 | 0 | 0 | 0 | 0 | 0 | 0 | 0 | 0 | 0 | 0 | 0 | 0 | 0 | 0 | 0 | 0 | 0 | 0 | 0 | 0 | 0 | 0 | 0 | 0 | 0 | 0 | 0 | 0
Lct_BB008 | Number | SEPD | Steady Progression | Shin | 0 | 0 | 0 | 0 | 0 | 0 | 0 | 0 | 0 | 0 | 0 | 0 | 0 | 0 | 0 | 0 | 0 | 0 | 0 | 0 | 0 | 0 | 0 | 0 | 0 | 0 | 0 | 0 | 0 | 0 | 0 | 0
Lct_BB010b | MW | SEPD | Steady Progression | Shin | 0.028 | 0.0294 | 0.0322 | 0.0504 | 0.077 | 0.0994 | 0.1568 | 0.2044 | 0.2786 | 0.3402 | 0.4079 | 0.65487 | 0.85303 | 1.0597 | 1.2119 | 1.3866 | 1.56 | 1.9001 | 2.2376 | 2.7417 | 3.4404 | 4.3574 | 4.8711 | 5.183 | 5.3352 | 5.4158 | 5.4269 | 5.4437 | 5.5081 | 5.5263 | 5.5389 | 5.5543
Lct_BB011b | MW | SEPD | Steady Progression | Shin | 0.068 | 0.068 | 0.06961 | 0.07131 | 0.07301 | 0.07502 | 0.07739 | 0.07976 | 0.08246 | 0.08572 | 0.0892 | 0.09329 | 0.09931 | 0.10618 | 0.11398 | 0.12273 | 0.13267 | 0.14387 | 0.15598 | 0.16843 | 0.18109 | 0.19284 | 0.20403 | 0.21398 | 0.22252 | 0.22963 | 0.23514 | 0.23514 | 0.23514 | 0.23514 | 0.23514 | 0.23514
Lct_BB012b | MW | SEPD | Steady Progression | Shin | 0 | 0 | 0 | 0.00029 | 0.00063 | 0.00113 | 0.00175 | 0.00225 | 0.00287 | 0.00359 | 0.00441 | 0.00536 | 0.00697 | 0.00881 | 0.01084 | 0.01304 | 0.01543 | 0.01811 | 0.02088 | 0.0237 | 0.02647 | 0.02881 | 0.03086 | 0.0326 | 0.03396 | 0.03492 | 0.03564 | 0.03564 | 0.03564 | 0.03564 | 0.03564 | 0.03564
Lct_BB013b | MW | SEPD | Steady Progression | Shin | 0 | 0 | 0 | 0 | 0 | 0 | 0 | 0 | 0 | 0 | 0 | 0 | 0 | 0 | 0 | 0 | 0 | 0 | 0 | 0 | 0 | 0 | 0 | 0 | 0 | 0 | 0 | 0 | 0 | 0 | 0 | 0
Lct_BB014 | Number | SEPD | Steady Progression | Shin | 0.55883 | 0.56312 | 0.64973 | 0.74715 | 0.86407 | 0.99745 | 1.1504 | 0.78855 | 0.89854 | 1.0271 | 1.1719 | 1.3369 | 1.7414 | 2.0022 | 2.3068 | 2.655 | 3.0568 | 3.3519 | 3.6832 | 4.0544 | 4.4694 | 4.9378 | 6.9877 | 7.743 | 8.5818 | 9.5311 | 10.5978 | 12.189 | 14.0196 | 16.1222 | 18.5383 | 21.3156
Other generation | MW | SEPD | Steady Progression | Shin | 0 | 0 | 0 | 0 | 0 | 0 | 0 | 0 | 0 | 0 | 0 | 0 | 0 | 0 | 0 | 0 | 0 | 0 | 0 | 0 | 0 | 0 | 0 | 0 | 0 | 0 | 0 | 0 | 0 | 0 | 0 | 0
Srg_BB001 | MW | SEPD | Steady Progression | Shin | 0 | 0.012326 | 0.013558 | 0.014791 | 0.016024 | 0.017256 | 0.018489 | 0.03821 | 0.039443 | 0.041659 | 0.044131 | 0.047901 | 0.056146 | 0.064662 | 0.073504 | 0.083048 | 0.095597 | 0.1006 | 0.10589 | 0.11128 | 0.11663 | 0.1224 | 0.13518 | 0.14828 | 0.16152 | 0.17517 | 0.18802 | 0.1887 | 0.18937 | 0.18992 | 0.1904 | 0.19094
Srg_BB002 | MW | SEPD | Steady Progression | Shin | 0 | 0 | 0.00018215 | 0.00036783 | 0.00055578 | 0.0007461 | 0.00093842 | 0.0027726 | 0.0037199 | 0.0047123 | 0.0057644 | 0.0068907 | 0.0070983 | 0.0072992 | 0.0074948 | 0.0076863 | 0.0078746 | 0.0080595 | 0.0082393 | 0.0084184 | 0.0085938 | 0.0087681 | 0.01251 | 0.016349 | 0.020308 | 0.024384 | 0.028574 | 0.029023 | 0.029367 | 0.029705 | 0.030037 | 0.030362
Data centres (MW) | MW | SEPD | Steady Progression | Sloy | 0 | 0 | 0 | 0 | 0 | 0 | 0 | 0 | 0 | 0 | 0 | 0 | 0 | 0 | 0 | 0 | 0 | 0 | 0 | 0 | 0 | 0 | 0 | 0 | 0 | 0 | 0 | 0 | 0 | 0 | 0 | 0
Dem_BB001a | Number of homes (cumulative) | SEPD | Steady Progression | Sloy | 0 | 0 | 0 | 0 | 0 | 0 | 0 | 0 | 0 | 0 | 0 | 0 | 0 | 0 | 0 | 0 | 0 | 0.076214 | 0.15949 | 0.23287 | 0.29937 | 0.38422 | 0.43128 | 0.46994 | 0.50107 | 0.5258 | 0.54606 | 0.56259 | 0.57599 | 0.58572 | 0.59219 | 0.59525
Dem_BB002b | Floorspace (m2) (cumulative) | SEPD | Steady Progression | Sloy | 0 | 0 | 0 | 0 | 0 | 0 | 0 | 0 | 0 | 0 | 0 | 0 | 0 | 0 | 0 | 0 | 0 | 0 | 0 | 0 | 0 | 0 | 0 | 0 | 0 | 0 | 0 | 0 | 0 | 0 | 0 | 0
Domestic direct electric heating | Number | SEPD | Steady Progression | Sloy | 242.4167 | 242.4158 | 242.4163 | 242.4163 | 242.4163 | 242.4163 | 242.4163 | 242.4163 | 242.4163 | 242.4163 | 242.4163 | 239.3997 | 237.9097 | 236.4244 | 234.946 | 233.4745 | 232.1683 | 231.2105 | 230.0754 | 228.9455 | 227.821 | 226.8175 | 225.8227 | 224.831 | 223.8444 | 222.863 | 221.887 | 220.9163 | 219.9511 | 218.9913 | 218.0371 | 217.0884
Gas: Hydrogen peaking | MW | SEPD | Steady Progression | Sloy | 0 | 0 | 0 | 0 | 0 | 0 | 0 | 0 | 0 | 0 | 0 | 0 | 0 | 0 | 0 | 0 | 0 | 0 | 0 | 0 | 0 | 0 | 0 | 0 | 0 | 0 | 0 | 0 | 0 | 0 | 0 | 0
Gen_BB001 | MW | SEPD | Steady Progression | Sloy | 0 | 0 | 0 | 0 | 0 | 0 | 0 | 0 | 0 | 0 | 0 | 0 | 0 | 0 | 0 | 0 | 0 | 0 | 0 | 0 | 0 | 0 | 0 | 0 | 0 | 0 | 0 | 0 | 0 | 0 | 0 | 0
Gen_BB004 | MW | SEPD | Steady Progression | Sloy | 0 | 0 | 0 | 0 | 0 | 0 | 0 | 0 | 0 | 0 | 0 | 0 | 0 | 0 | 0 | 0 | 0 | 0 | 0 | 0 | 0 | 0 | 0 | 0 | 0 | 0 | 0 | 0 | 0 | 0 | 0 | 0
Gen_BB005 | MW | SEPD | Steady Progression | Sloy | 0 | 0 | 0 | 0 | 0 | 0 | 0 | 0 | 0 | 0 | 0 | 0 | 0 | 0 | 0 | 0 | 0 | 0 | 0 | 0 | 0 | 0 | 0 | 0 | 0 | 0 | 0 | 0 | 0 | 0 | 0 | 0
Gen_BB006 | MW | SEPD | Steady Progression | Sloy | 0 | 0 | 0 | 0 | 0 | 0 | 0 | 0 | 0 | 0 | 0 | 0 | 0 | 0 | 0 | 0 | 0 | 0 | 0 | 0 | 0 | 0 | 0 | 0 | 0 | 0 | 0 | 0 | 0 | 0 | 0 | 0
Gen_BB008 | MW | SEPD | Steady Progression | Sloy | 0 | 0 | 0 | 0 | 0 | 0 | 0 | 0 | 0 | 0 | 0 | 0 | 0 | 0 | 0 | 0 | 0 | 0 | 0 | 0 | 0 | 0 | 0 | 0 | 0 | 0 | 0 | 0 | 0 | 0 | 0 | 0
Gen_BB010 | MW | SEPD | Steady Progression | Sloy | 0 | 0 | 0 | 0 | 0 | 0 | 0 | 0 | 0 | 0 | 0 | 0 | 0 | 0 | 0 | 0 | 0 | 0 | 0 | 0 | 0 | 0 | 0 | 0 | 0 | 0 | 0 | 0 | 0 | 0 | 0 | 0
Gen_BB011 | MW | SEPD | Steady Progression | Sloy | 0 | 0 | 0 | 0 | 0 | 0 | 0 | 0 | 0 | 0 | 0 | 0 | 0 | 0 | 0 | 0 | 0 | 0 | 0 | 0 | 0 | 0 | 0 | 0 | 0 | 0 | 0 | 0 | 0 | 0 | 0 | 0
Gen_BB012 | MW | SEPD | Steady Progression | Sloy | 0 | 0.0001121 | 0.00029167 | 0.00043979 | 0.00057414 | 0.00068339 | 0.00077904 | 0.00091672 | 0.0010909 | 0.0013165 | 0.0015839 | 0.0018904 | 0.0021818 | 0.0024609 | 0.0027299 | 0.002991 | 0.003244 | 0.0034876 | 0.0037278 | 0.0039612 | 0.0041913 | 0.0044191 | 0.0046055 | 0.004785 | 0.004958 | 0.0051253 | 0.0052872 | 0.0054109 | 0.0055317 | 0.0056499 | 0.0057657 | 0.0058793
Gen_BB013 | MW | SEPD | Steady Progression | Sloy | 0.073558 | 0.07357 | 0.07357 | 0.073574 | 0.073575 | 0.073586 | 0.073598 | 0.073606 | 0.073611 | 0.074504 | 0.07558 | 0.076838 | 0.078061 | 0.079257 | 0.080429 | 0.081588 | 0.083149 | 0.0847 | 0.086267 | 0.087839 | 0.089427 | 0.091542 | 0.093519 | 0.095515 | 0.097532 | 0.099572 | 0.10164 | 0.10354 | 0.10547 | 0.10743 | 0.10941 | 0.11143
Gen_BB014 | MW | SEPD | Steady Progression | Sloy | 0 | 0 | 0 | 0 | 0 | 0 | 0 | 0 | 0 | 0 | 0 | 0 | 0 | 0 | 0 | 0 | 0 | 0 | 0 | 0 | 0 | 0 | 0 | 0 | 0 | 0 | 0 | 0 | 0 | 0 | 0 | 0
Gen_BB015 | MW | SEPD | Steady Progression | Sloy | 0 | 0 | 0 | 0 | 0 | 0 | 0 | 0 | 0 | 0 | 0 | 0 | 0 | 0 | 0 | 0 | 0 | 0 | 0 | 0 | 0 | 0 | 0 | 0 | 0 | 0 | 0 | 0 | 0 | 0 | 0 | 0
Gen_BB016 | MW | SEPD | Steady Progression | Sloy | 0 | 0 | 0 | 0 | 0 | 0 | 0 | 0 | 0 | 0 | 0 | 0 | 0 | 0 | 0 | 0 | 0 | 0 | 0 | 0 | 0 | 0 | 0 | 0 | 0 | 0 | 0 | 0 | 0 | 0 | 0 | 0
Gen_BB017 | MW | SEPD | Steady Progression | Sloy | 0 | 0 | 0 | 0 | 0 | 0 | 0 | 0 | 0 | 0 | 0 | 0 | 0 | 0 | 0 | 0 | 0 | 0 | 0 | 0 | 0 | 0 | 0 | 0 | 0 | 0 | 0 | 0 | 0 | 0 | 0 | 0
Gen_BB018 | MW | SEPD | Steady Progression | Sloy | 79.9 | 79.9 | 79.9 | 79.9 | 79.9111 | 79.9566 | 79.9593 | 79.9726 | 79.9856 | 79.9879 | 80.0006 | 80.0027 | 80.0151 | 80.0277 | 80.0293 | 80.0417 | 80.0433 | 80.0552 | 80.0567 | 80.0686 | 80.0699 | 80.0711 | 80.0829 | 80.084 | 80.0958 | 80.0967 | 80.0976 | 80.1092 | 80.11 | 80.1215 | 80.1222 | 80.123
Hydrogen electrolysis | MW | SEPD | Steady Progression | Sloy | 0 | 0 | 0 | 0 | 0 | 0 | 0 | 0 | 0 | 0 | 0 | 0 | 0 | 0 | 0 | 0 | 0 | 0 | 0 | 0 | 0 | 0 | 0 | 0 | 0 | 0 | 0 | 0 | 0 | 0 | 0 | 0
Lct_BB001 | Number | SEPD | Steady Progression | Sloy | 2.7762 | 3.5151 | 5.0253 | 8.2843 | 12.1463 | 17.3412 | 24.1309 | 31.7831 | 41.2183 | 52.8117 | 67.0183 | 97.7767 | 134.4165 | 171.0671 | 207.7196 | 244.3412 | 280.9922 | 328.3357 | 386.3155 | 447.8541 | 511.404 | 581.7467 | 650.6057 | 715.539 | 775.0117 | 828.8936 | 868.3044 | 885.2856 | 902.2566 | 918.49 | 935.0633 | 950.6659
Lct_BB003 | Number | SEPD | Steady Progression | Sloy | 0 | 0 | 0 | 0 | 0 | 0 | 0 | 0 | 0 | 0 | 0 | 0 | 0 | 0 | 0 | 0 | 0 | 0 | 0 | 0 | 0 | 0 | 0 | 0 | 0 | 0 | 0 | 0 | 0 | 0 | 0 | 0
Lct_BB005 | Number | SEPD | Steady Progression | Sloy | 23.17 | 23.9037 | 24.0945 | 24.4385 | 25.0559 | 25.664 | 26.3189 | 27.1321 | 27.2982 | 27.7527 | 28.6705 | 29.1956 | 35.4466 | 41.7228 | 47.98 | 54.2315 | 60.5786 | 69.5949 | 78.5897 | 87.5396 | 96.4611 | 105.4238 | 123.9889 | 142.565 | 161.1678 | 179.8183 | 198.4854 | 213.9665 | 229.5056 | 245.1442 | 260.8538 | 276.688
Lct_BB006 | Number | SEPD | Steady Progression | Sloy | 0 | 0 | 0 | 0 | 0 | 0 | 0 | 0 | 0 | 0 | 0 | 0 | 0 | 0 | 0 | 0 | 0 | 0 | 0 | 0 | 0 | 0 | 0 | 0 | 0 | 0 | 0 | 0 | 0 | 0 | 0 | 0
Lct_BB007 | Number | SEPD | Steady Progression | Sloy | 0 | 0 | 0 | 0 | 0 | 0 | 0 | 0 | 0 | 0 | 0 | 0 | 0 | 0 | 0 | 0 | 0 | 0 | 0 | 0 | 0 | 0 | 0 | 0 | 0 | 0 | 0 | 0 | 0 | 0 | 0 | 0
Lct_BB008 | Number | SEPD | Steady Progression | Sloy | 0 | 0 | 0 | 0 | 0 | 0 | 0 | 0 | 0 | 0 | 0 | 0 | 0 | 0 | 0 | 0 | 0 | 0 | 0 | 0 | 0 | 0 | 0 | 0 | 0 | 0 | 0 | 0 | 0 | 0 | 0 | 0
Lct_BB010b | MW | SEPD | Steady Progression | Sloy | 0.021 | 0.0224 | 0.0252 | 0.0364 | 0.0462 | 0.0728 | 0.091 | 0.1148 | 0.1414 | 0.1834 | 0.21835 | 0.34054 | 0.48753 | 0.60292 | 0.71756 | 0.81881 | 0.93887 | 1.1074 | 1.3269 | 1.6067 | 2.0505 | 2.6418 | 2.9428 | 3.0709 | 3.1673 | 3.2096 | 3.221 | 3.2266 | 3.2322 | 3.2364 | 3.2378 | 3.242
Lct_BB011b | MW | SEPD | Steady Progression | Sloy | 0 | 0.0001 | 0.00208 | 0.00435 | 0.00654 | 0.00926 | 0.01243 | 0.0156 | 0.01932 | 0.02343 | 0.02833 | 0.0339 | 0.04187 | 0.05117 | 0.06175 | 0.07351 | 0.08681 | 0.10206 | 0.11847 | 0.13565 | 0.15324 | 0.16972 | 0.18506 | 0.19918 | 0.21155 | 0.22188 | 0.23027 | 0.23143 | 0.23258 | 0.23373 | 0.23488 | 0.23598
Lct_BB012b | MW | SEPD | Steady Progression | Sloy | 0.15 | 0.1516 | 0.15322 | 0.15672 | 0.15938 | 0.16248 | 0.16546 | 0.17721 | 0.19151 | 0.20894 | 0.23003 | 0.25545 | 0.29411 | 0.34122 | 0.3979 | 0.46478 | 0.54272 | 0.63529 | 0.73937 | 0.85352 | 0.97628 | 1.0973 | 1.2183 | 1.3361 | 1.447 | 1.5485 | 1.6521 | 1.6892 | 1.7204 | 1.745 | 1.763 | 1.763
Lct_BB013b | MW | SEPD | Steady Progression | Sloy | 0 | 0.0002 | 0.00038 | 0.00069 | 0.00081 | 0.00097 | 0.00105 | 0.00191 | 0.00291 | 0.00407 | 0.00541 | 0.00695 | 0.00985 | 0.01323 | 0.01714 | 0.02159 | 0.02662 | 0.03241 | 0.03872 | 0.04543 | 0.05242 | 0.05914 | 0.06565 | 0.07179 | 0.07736 | 0.08228 | 0.08609 | 0.08779 | 0.08927 | 0.09055 | 0.09167 | 0.09173
Lct_BB014 | Number | SEPD | Steady Progression | Sloy | 0.51713 | 0.52109 | 0.60124 | 0.6914 | 0.79958 | 0.92301 | 1.0646 | 0.94487 | 1.0767 | 1.2307 | 1.4042 | 1.6019 | 2.1191 | 2.4365 | 2.8071 | 3.2308 | 3.7198 | 4.0789 | 4.4821 | 4.9337 | 5.4388 | 6.0087 | 8.3178 | 9.2169 | 10.2154 | 11.3454 | 12.6151 | 14.5092 | 16.6882 | 19.1911 | 22.0671 | 25.373
Other generation | MW | SEPD | Steady Progression | Sloy | 0 | 0 | 0 | 0 | 0 | 0 | 0 | 0 | 0 | 0 | 0 | 0 | 0 | 0 | 0 | 0 | 0 | 0 | 0 | 0 | 0 | 0 | 0 | 0 | 0 | 0 | 0 | 0 | 0 | 0 | 0 | 0
Srg_BB001 | MW | SEPD | Steady Progression | Sloy | 0 | 0 | 0 | 0 | 0 | 0 | 0 | 0.054609 | 0.10922 | 0.16383 | 0.21844 | 0.27305 | 0.54882 | 0.8246 | 1.1004 | 1.3762 | 1.6519 | 1.9415 | 2.2311 | 2.5206 | 2.8102 | 3.0998 | 3.4038 | 3.7079 | 4.0119 | 4.3159 | 4.62 | 4.6838 | 4.7477 | 4.8115 | 4.8754 | 4.9392
Srg_BB002 | MW | SEPD | Steady Progression | Sloy | 0 | 0 | 7.2353e-05 | 0.00014611 | 0.00022077 | 0.00029636 | 0.00037276 | 0.0011013 | 0.0014776 | 0.0018698 | 0.0022833 | 0.0027229 | 0.0028034 | 0.0028809 | 0.0029559 | 0.0030289 | 0.0031004 | 0.0031703 | 0.0032379 | 0.0033049 | 0.0033703 | 0.0034351 | 0.0048199 | 0.0062363 | 0.0076926 | 0.0091873 | 0.010719 | 0.010883 | 0.011009 | 0.011131 | 0.011252 | 0.01137
Data centres (MW) | MW | SEPD | Steady Progression | St Fergus Gas | 0 | 0 | 0 | 0 | 0 | 0 | 0 | 0 | 0 | 0 | 0 | 0 | 0 | 0 | 0 | 0 | 0 | 0 | 0 | 0 | 0 | 0 | 0 | 0 | 0 | 0 | 0 | 0 | 0 | 0 | 0 | 0
Dem_BB001a | Number of homes (cumulative) | SEPD | Steady Progression | St Fergus Gas | 0 | 0 | 4 | 7 | 11 | 15 | 16 | 17 | 18 | 19 | 20 | 21 | 22 | 22 | 22 | 22 | 22 | 22.076 | 22.159 | 22.2321 | 22.2984 | 22.3607 | 22.3952 | 22.4236 | 22.4464 | 22.4645 | 22.4794 | 22.4915 | 22.5014 | 22.5085 | 22.5132 | 22.5155
Dem_BB002b | Floorspace (m2) (cumulative) | SEPD | Steady Progression | St Fergus Gas | 0 | 0 | 0 | 0 | 0 | 0 | 0 | 0 | 0 | 0 | 0 | 0 | 0 | 0 | 0 | 0 | 0 | 0 | 0 | 0 | 0 | 0 | 0 | 0 | 0 | 0 | 0 | 0 | 0 | 0 | 0 | 0
Domestic direct electric heating | Number | SEPD | Steady Progression | St Fergus Gas | 79.9852 | 79.985 | 80.4172 | 80.7412 | 81.1732 | 81.6052 | 81.7132 | 81.8212 | 81.9292 | 82.0372 | 82.1452 | 81.8797 | 81.6583 | 81.3199 | 81.104 | 80.8902 | 80.7807 | 80.7613 | 80.7019 | 80.6435 | 80.5861 | 80.5296 | 80.59 | 80.6508 | 80.7124 | 80.7746 | 80.8376 | 80.9015 | 80.9663 | 81.032 | 81.0988 | 81.1665
Gas: Hydrogen peaking | MW | SEPD | Steady Progression | St Fergus Gas | 0 | 0 | 0 | 0 | 0 | 0 | 0 | 0 | 0 | 0 | 0 | 0 | 0 | 0 | 0 | 0 | 0 | 0 | 0 | 0 | 0 | 0 | 0 | 0 | 0 | 0 | 0 | 0 | 0 | 0 | 0 | 0
Gen_BB001 | MW | SEPD | Steady Progression | St Fergus Gas | 0 | 0 | 0 | 0 | 0 | 0 | 0 | 0 | 0 | 0 | 0 | 0 | 0 | 0 | 0 | 0 | 0 | 0 | 0 | 0 | 0 | 0 | 0 | 0 | 0 | 0 | 0 | 0 | 0 | 0 | 0 | 0
Gen_BB004 | MW | SEPD | Steady Progression | St Fergus Gas | 0 | 0 | 0 | 0 | 0 | 0 | 0 | 0 | 0 | 0 | 0 | 0 | 0 | 0 | 0 | 0 | 0 | 0 | 0 | 0 | 0 | 0 | 0 | 0 | 0 | 0 | 0 | 0 | 0 | 0 | 0 | 0
Gen_BB005 | MW | SEPD | Steady Progression | St Fergus Gas | 0 | 0 | 0 | 0 | 0 | 0 | 0 | 0 | 0 | 0 | 0 | 0 | 0 | 0 | 0 | 0 | 0 | 0 | 0 | 0 | 0 | 0 | 0 | 0 | 0 | 0 | 0 | 0 | 0 | 0 | 0 | 0
Gen_BB006 | MW | SEPD | Steady Progression | St Fergus Gas | 0 | 0 | 0 | 0 | 0 | 0 | 0 | 0 | 0 | 0 | 0 | 0 | 0 | 0 | 0 | 0 | 0 | 0 | 0 | 0 | 0 | 0 | 0 | 0 | 0 | 0 | 0 | 0 | 0 | 0 | 0 | 0
Gen_BB008 | MW | SEPD | Steady Progression | St Fergus Gas | 0 | 0 | 0 | 0 | 0 | 0 | 0 | 0 | 0 | 0 | 0 | 0 | 0 | 0 | 0 | 0 | 0 | 0 | 0 | 0 | 0 | 0 | 0 | 0 | 0 | 0 | 0 | 0 | 0 | 0 | 0 | 0
Gen_BB010 | MW | SEPD | Steady Progression | St Fergus Gas | 0 | 0 | 0 | 0 | 0 | 0 | 0 | 0 | 0 | 0 | 0 | 0 | 0 | 0 | 0 | 0 | 0 | 0 | 0 | 0 | 0 | 0 | 0 | 0 | 0 | 0 | 0 | 0 | 0 | 0 | 0 | 0
Gen_BB011 | MW | SEPD | Steady Progression | St Fergus Gas | 0 | 0 | 0 | 0 | 0 | 0 | 0 | 0 | 0 | 0 | 0 | 0 | 0 | 0 | 0 | 0 | 0 | 0 | 0 | 0 | 0 | 0 | 0 | 0 | 0 | 0 | 0 | 0 | 0 | 0 | 0 | 0
Gen_BB012 | MW | SEPD | Steady Progression | St Fergus Gas | 0.029 | 0.029267 | 0.029699 | 0.030061 | 0.030394 | 0.030667 | 27.3726 | 27.4668 | 27.5847 | 27.7331 | 27.909 | 28.1197 | 28.3498 | 28.6074 | 28.8603 | 29.1802 | 29.3865 | 29.4853 | 29.6208 | 29.7156 | 29.8689 | 30.0213 | 30.1545 | 30.2754 | 30.3839 | 30.4581 | 30.5164 | 30.5637 | 30.6142 | 30.6715 | 30.747 | 30.8034
Gen_BB013 | MW | SEPD | Steady Progression | St Fergus Gas | 0.17422 | 0.17508 | 0.17693 | 0.17852 | 0.18026 | 0.18194 | 0.18297 | 0.18438 | 0.18615 | 0.18863 | 0.19158 | 0.19498 | 0.19835 | 0.20133 | 0.20463 | 0.20792 | 0.21159 | 0.21525 | 0.21893 | 0.22261 | 0.22632 | 0.23004 | 0.2339 | 0.23778 | 0.24168 | 0.24559 | 0.24953 | 0.25303 | 0.25656 | 0.26012 | 0.2637 | 0.26732
Gen_BB014 | MW | SEPD | Steady Progression | St Fergus Gas | 0 | 0 | 0 | 0 | 0 | 0 | 0 | 0 | 0 | 0 | 0 | 0 | 0 | 0 | 0 | 0 | 0 | 0 | 0 | 0 | 0 | 0 | 0 | 0 | 0 | 0 | 0 | 0 | 0 | 0 | 0 | 0
Gen_BB015 | MW | SEPD | Steady Progression | St Fergus Gas | 17.7 | 17.7 | 17.7 | 17.7 | 17.7 | 17.7 | 17.7 | 17.7 | 17.7 | 17.8829 | 17.9054 | 17.9836 | 18.0262 | 18.048 | 18.1759 | 18.3657 | 18.3868 | 18.4077 | 18.4284 | 18.4487 | 18.4689 | 18.4887 | 18.5084 | 20.2527 | 22.5719 | 22.5907 | 22.6093 | 22.628 | 22.6468 | 22.6656 | 22.6846 | 22.7037
Gen_BB016 | MW | SEPD | Steady Progression | St Fergus Gas | 1.3194 | 1.3194 | 1.3196 | 1.3198 | 1.3201 | 1.3203 | 1.3207 | 1.3212 | 1.3221 | 1.3235 | 1.3257 | 1.3282 | 1.331 | 1.3337 | 1.3364 | 1.339 | 1.3416 | 1.3441 | 1.3465 | 1.3487 | 1.3508 | 1.3527 | 1.3545 | 1.3562 | 1.3578 | 1.3592 | 1.3606 | 1.3619 | 1.363 | 1.3641 | 1.365 | 1.3659
Gen_BB017 | MW | SEPD | Steady Progression | St Fergus Gas | 0 | 0 | 0 | 0 | 0 | 0 | 0 | 0 | 0 | 0 | 0 | 0 | 0 | 0 | 0 | 0 | 0 | 0 | 0 | 0 | 0 | 0 | 0 | 0 | 0 | 0 | 0 | 0 | 0 | 0 | 0 | 0
Gen_BB018 | MW | SEPD | Steady Progression | St Fergus Gas | 0 | 0 | 0 | 0 | 0 | 0 | 0 | 0 | 0 | 0 | 0 | 0 | 0 | 0 | 0 | 0 | 0 | 0 | 0 | 0 | 0 | 0 | 0 | 0 | 0 | 0 | 0 | 0 | 0 | 0 | 0 | 0
Hydrogen electrolysis | MW | SEPD | Steady Progression | St Fergus Gas | 0 | 0 | 0 | 0 | 0 | 0 | 0 | 0 | 0 | 0 | 0 | 0 | 0 | 0 | 0 | 0 | 0 | 0 | 0 | 0 | 0 | 0 | 0 | 0 | 0 | 0 | 0 | 0 | 0 | 0 | 0 | 0
Lct_BB001 | Number | SEPD | Steady Progression | St Fergus Gas | 4.6727 | 5.9406 | 9.0613 | 14.9148 | 21.9048 | 31.0795 | 42.9345 | 56.0875 | 72.0303 | 91.4978 | 115.0126 | 153.2474 | 195.6977 | 238.4956 | 281.7015 | 325.3685 | 369.5217 | 432.2486 | 507.2726 | 587.0142 | 669.5866 | 760.8357 | 850.8387 | 936.6022 | 1016.3824 | 1090.0359 | 1140.4707 | 1172.4998 | 1205.3661 | 1238.1572 | 1272.0652 | 1305.7264
Lct_BB003 | Number | SEPD | Steady Progression | St Fergus Gas | 2.6294 | 3.0719 | 3.5885 | 4.2847 | 5.0761 | 6.0241 | 7.1659 | 8.4047 | 9.988 | 12.0128 | 14.5011 | 17.6611 | 21.525 | 26.1675 | 31.8684 | 38.7567 | 47.1484 | 57.055 | 68.609 | 81.6041 | 95.6805 | 111.5954 | 128.0405 | 144.3955 | 159.7188 | 173.6916 | 185.5647 | 195.295 | 203.2658 | 209.401 | 214.0952 | 217.7669
Lct_BB005 | Number | SEPD | Steady Progression | St Fergus Gas | 5.307 | 5.4939 | 5.6958 | 5.8995 | 6.2172 | 6.5301 | 6.7435 | 6.9728 | 7.0636 | 7.3159 | 7.7853 | 8.0551 | 11.0078 | 13.9028 | 16.8504 | 19.8047 | 22.8248 | 27.0791 | 31.3194 | 35.5559 | 39.7549 | 43.9727 | 52.6748 | 61.3923 | 70.1421 | 78.8973 | 87.7054 | 95.0503 | 102.4243 | 109.863 | 117.3549 | 124.9134
Lct_BB006 | Number | SEPD | Steady Progression | St Fergus Gas | 0 | 0 | 0.0191 | 0.038 | 0.0568 | 0.0751 | 0.0934 | 0.2295 | 0.3634 | 0.8356 | 1.3012 | 1.7596 | 2.9995 | 4.2295 | 5.4492 | 6.6585 | 7.8579 | 8.4427 | 9.0202 | 9.59 | 10.1523 | 10.7073 | 12.1217 | 13.5125 | 14.8795 | 16.223 | 17.5424 | 20.1112 | 22.68 | 25.2488 | 27.8176 | 30.3864
Lct_BB007 | Number | SEPD | Steady Progression | St Fergus Gas | 0.7182 | 0.76919 | 0.75595 | 0.80668 | 0.85312 | 0.89711 | 0.9432 | 1.0011 | 1.0132 | 1.0276 | 1.058 | 1.0749 | 1.2831 | 1.4914 | 1.6996 | 1.9079 | 2.1161 | 2.4128 | 2.708 | 3.0018 | 3.2941 | 3.5849 | 4.1933 | 4.8017 | 5.4101 | 6.0185 | 6.6268 | 7.1276 | 7.6283 | 8.129 | 8.6297 | 9.1304
Lct_BB008 | Number | SEPD | Steady Progression | St Fergus Gas | 0 | 0 | 0.00149 | 0.00296 | 0.00442 | 0.00587 | 0.00729 | 0.01765 | 0.02787 | 0.03796 | 0.04788 | 0.05767 | 0.08413 | 0.11037 | 0.13639 | 0.1622 | 0.18777 | 0.20024 | 0.21256 | 0.22471 | 0.2367 | 0.24852 | 0.27868 | 0.30836 | 0.33753 | 0.36618 | 0.39433 | 0.44914 | 0.50395 | 0.55876 | 0.61357 | 0.66838
Lct_BB010b | MW | SEPD | Steady Progression | St Fergus Gas | 0.014 | 0.0224 | 0.0266 | 0.0504 | 0.077 | 0.1036 | 0.1428 | 0.189 | 0.245 | 0.3178 | 0.43544 | 0.5659 | 0.69689 | 0.824 | 0.95844 | 1.1142 | 1.2549 | 1.4968 | 1.8496 | 2.428 | 2.9671 | 3.3253 | 3.6006 | 3.7648 | 3.8629 | 3.9408 | 3.953 | 3.9628 | 3.9712 | 3.9796 | 3.9852 | 3.9978
Lct_BB011b | MW | SEPD | Steady Progression | St Fergus Gas | 0 | 0.0017 | 0.00304 | 0.00653 | 0.00999 | 0.01398 | 0.01885 | 0.02373 | 0.0292 | 0.0355 | 0.04263 | 0.05086 | 0.06276 | 0.07642 | 0.09214 | 0.10981 | 0.12962 | 0.15226 | 0.17653 | 0.20201 | 0.22796 | 0.25246 | 0.27546 | 0.29663 | 0.31512 | 0.33047 | 0.34302 | 0.34523 | 0.34723 | 0.34923 | 0.35126 | 0.35321
Lct_BB012b | MW | SEPD | Steady Progression | St Fergus Gas | 0 | 0 | 0 | 0.00024 | 0.00052 | 0.00094 | 0.00142 | 0.00185 | 0.00233 | 0.00289 | 0.00356 | 0.00432 | 0.00562 | 0.0071 | 0.00876 | 0.01054 | 0.01248 | 0.01466 | 0.0169 | 0.01915 | 0.02139 | 0.02324 | 0.0249 | 0.02626 | 0.02732 | 0.0281 | 0.02866 | 0.02866 | 0.02866 | 0.02866 | 0.02866 | 0.02866
Lct_BB013b | MW | SEPD | Steady Progression | St Fergus Gas | 0 | 0 | 0 | 0 | 0 | 0 | 0 | 0 | 0 | 0 | 0 | 0 | 0 | 0 | 0 | 0 | 0 | 0 | 0 | 0 | 0 | 0 | 0 | 0 | 0 | 0 | 0 | 0 | 0 | 0 | 0 | 0
Lct_BB014 | Number | SEPD | Steady Progression | St Fergus Gas | 0.51713 | 0.52109 | 0.60124 | 0.6914 | 0.79958 | 0.92301 | 1.0646 | 0.7297 | 0.83149 | 0.95045 | 1.0845 | 1.2371 | 4.0076 | 4.6078 | 5.3088 | 6.11 | 7.0349 | 7.714 | 8.4764 | 9.3305 | 10.2858 | 11.3635 | 17.3356 | 19.2095 | 21.2906 | 23.6456 | 26.2919 | 30.2394 | 34.7809 | 39.9974 | 45.9913 | 52.8814
Other generation | MW | SEPD | Steady Progression | St Fergus Gas | 0 | 0 | 0 | 0 | 0 | 0 | 0 | 0 | 0 | 0 | 0 | 0 | 0 | 0 | 0 | 0 | 0 | 0 | 0 | 0 | 0 | 0 | 0 | 0 | 0 | 0 | 0 | 0 | 0 | 0 | 0 | 0
Srg_BB001 | MW | SEPD | Steady Progression | St Fergus Gas | 0 | 0 | 0.0090797 | 0.018468 | 0.027991 | 0.037214 | 0.05185 | 0.12183 | 0.14396 | 0.16553 | 0.18976 | 0.22581 | 0.2284 | 0.23054 | 0.23237 | 0.2362 | 0.25618 | 0.27458 | 0.29407 | 0.31364 | 0.3325 | 0.35308 | 0.35939 | 0.36786 | 0.37793 | 0.39016 | 0.3976 | 0.40141 | 0.40512 | 0.40809 | 0.41059 | 0.41344
Srg_BB002 | MW | SEPD | Steady Progression | St Fergus Gas | 0 | 0 | 0.00017351 | 0.00035152 | 0.00053278 | 0.00071724 | 0.00090447 | 0.0027015 | 0.0036374 | 0.0046131 | 0.0056414 | 0.0067349 | 0.0069352 | 0.0071279 | 0.0073145 | 0.0074962 | 0.0076741 | 0.0078478 | 0.0080162 | 0.008183 | 0.0083457 | 0.0085067 | 0.011952 | 0.015477 | 0.0191 | 0.022819 | 0.026632 | 0.027039 | 0.027352 | 0.027657 | 0.027956 | 0.02825
Data centres (MW) | MW | SEPD | Steady Progression | St Fillans | 0 | 0 | 0 | 0 | 0 | 0 | 0 | 0 | 0 | 0 | 0 | 0 | 0 | 0 | 0 | 0 | 0 | 0 | 0 | 0 | 0 | 0 | 0 | 0 | 0 | 0 | 0 | 0 | 0 | 0 | 0 | 0
Dem_BB001a | Number of homes (cumulative) | SEPD | Steady Progression | St Fillans | 0 | 0 | 0 | 0 | 0 | 0 | 0 | 0 | 0 | 0 | 0 | 0 | 0 | 0 | 0 | 0 | 0 | 0.16488 | 0.34505 | 0.50379 | 0.64766 | 0.79643 | 0.87894 | 0.94672 | 1.0013 | 1.0446 | 1.0802 | 1.1092 | 1.1326 | 1.1497 | 1.161 | 1.1664
Dem_BB002b | Floorspace (m2) (cumulative) | SEPD | Steady Progression | St Fillans | 0 | 0 | 0 | 0 | 0 | 0 | 0 | 0 | 0 | 0 | 0 | 0 | 0 | 0 | 0 | 0 | 0 | 0 | 0 | 0 | 0 | 0 | 0 | 0 | 0 | 0 | 0 | 0 | 0 | 0 | 0 | 0
Domestic direct electric heating | Number | SEPD | Steady Progression | St Fillans | 199.3478 | 199.3469 | 199.3473 | 199.3473 | 199.3473 | 199.3473 | 199.3473 | 199.3473 | 199.3473 | 199.3473 | 199.3473 | 196.2629 | 194.7396 | 193.4598 | 192.1843 | 191.0316 | 190.0562 | 189.3526 | 188.4745 | 187.6004 | 186.8464 | 186.0961 | 185.4686 | 184.8432 | 184.2217 | 183.6045 | 182.9915 | 182.3831 | 181.7793 | 181.1803 | 180.5861 | 179.9969
Gas: Hydrogen peaking | MW | SEPD | Steady Progression | St Fillans | 0 | 0 | 0 | 0 | 0 | 0 | 0 | 0 | 0 | 0 | 0 | 0 | 0 | 0 | 0 | 0 | 0 | 0 | 0 | 0 | 0 | 0 | 0 | 0 | 0 | 0 | 0 | 0 | 0 | 0 | 0 | 0
Gen_BB001 | MW | SEPD | Steady Progression | St Fillans | 0 | 0 | 0 | 0 | 0 | 0 | 0 | 0 | 0 | 0 | 0 | 0 | 0 | 0 | 0 | 0 | 0 | 0 | 0 | 0 | 0 | 0 | 0 | 0 | 0 | 0 | 0 | 0 | 0 | 0 | 0 | 0
Gen_BB004 | MW | SEPD | Steady Progression | St Fillans | 0 | 0 | 0 | 0 | 0 | 0 | 0 | 0 | 0 | 0 | 0 | 0 | 0 | 0 | 0 | 0 | 0 | 0 | 0 | 0 | 0 | 0 | 0 | 0 | 0 | 0 | 0 | 0 | 0 | 0 | 0 | 0
Gen_BB005 | MW | SEPD | Steady Progression | St Fillans | 0 | 0 | 0 | 0 | 0 | 0 | 0 | 0 | 0 | 0 | 0 | 0 | 0 | 0 | 0 | 0 | 0 | 0 | 0 | 0 | 0 | 0 | 0 | 0 | 0 | 0 | 0 | 0 | 0 | 0 | 0 | 0
Gen_BB006 | MW | SEPD | Steady Progression | St Fillans | 0 | 0 | 0 | 0 | 0 | 0 | 0 | 0 | 0 | 0 | 0 | 0 | 0 | 0 | 0 | 0 | 0 | 0 | 0 | 0 | 0 | 0 | 0 | 0 | 0 | 0 | 0 | 0 | 0 | 0 | 0 | 0
Gen_BB008 | MW | SEPD | Steady Progression | St Fillans | 0 | 0 | 0 | 0 | 0 | 0 | 0 | 0 | 0 | 0 | 0 | 0 | 0 | 0 | 0 | 0 | 0 | 0 | 0 | 0 | 0 | 0 | 0 | 0 | 0 | 0 | 0 | 0 | 0 | 0 | 0 | 0
Gen_BB010 | MW | SEPD | Steady Progression | St Fillans | 0 | 0 | 0 | 0 | 0 | 0 | 0 | 0 | 0 | 0 | 0 | 0 | 0 | 0 | 0 | 0 | 0 | 0 | 0 | 0 | 0 | 0 | 0 | 0 | 0 | 0 | 0 | 0 | 0 | 0 | 0 | 0
Gen_BB011 | MW | SEPD | Steady Progression | St Fillans | 0 | 0 | 0 | 0 | 0 | 0 | 0 | 0 | 0 | 0 | 0 | 0 | 0 | 0 | 0 | 0 | 0 | 0 | 0 | 0 | 0 | 0 | 0 | 0 | 0 | 0 | 0 | 0 | 0 | 0 | 0 | 0
Gen_BB012 | MW | SEPD | Steady Progression | St Fillans | 0 | 0.00026875 | 0.00071287 | 0.0010923 | 0.0014472 | 0.0017436 | 0.0020091 | 0.0024012 | 0.0029149 | 0.0035468 | 0.0043081 | 0.0051973 | 0.0060587 | 0.0068982 | 0.0077206 | 0.0085303 | 0.0093258 | 0.010102 | 0.010877 | 0.011638 | 0.012396 | 0.013154 | 0.013781 | 0.01439 | 0.014983 | 0.01556 | 0.016123 | 0.016556 | 0.016981 | 0.017399 | 0.01781 | 0.018213
Gen_BB013 | MW | SEPD | Steady Progression | St Fillans | 0.17422 | 0.17638 | 0.17981 | 0.18274 | 0.18546 | 0.18775 | 0.1898 | 0.1928 | 0.19669 | 0.20072 | 0.20558 | 0.21125 | 0.21677 | 0.22284 | 0.22887 | 0.23528 | 0.24168 | 0.24802 | 0.2544 | 0.26077 | 0.26767 | 0.27462 | 0.28139 | 0.28818 | 0.29499 | 0.30182 | 0.30869 | 0.31477 | 0.32089 | 0.32705 | 0.33327 | 0.33952
Gen_BB014 | MW | SEPD | Steady Progression | St Fillans | 0 | 0 | 0 | 0 | 0 | 0 | 0 | 0 | 0 | 0 | 0 | 0 | 0 | 0 | 0 | 0 | 0 | 0 | 0 | 0 | 0 | 0 | 0 | 0 | 0 | 0 | 0 | 0 | 0 | 0 | 0 | 0
Gen_BB015 | MW | SEPD | Steady Progression | St Fillans | 0 | 0 | 0 | 0 | 0 | 0 | 0 | 0 | 0 | 0.22151 | 0.24875 | 0.34354 | 0.3951 | 0.42153 | 0.57643 | 0.80637 | 0.83196 | 0.85727 | 0.88228 | 0.90698 | 0.93136 | 0.95544 | 0.97921 | 1.0027 | 1.0258 | 1.0487 | 1.0712 | 1.0938 | 1.1166 | 1.1394 | 1.1624 | 1.1855
Gen_BB016 | MW | SEPD | Steady Progression | St Fillans | 0.023517 | 0.023517 | 0.023755 | 0.024026 | 0.024319 | 0.024644 | 0.025078 | 0.025698 | 0.026752 | 0.028508 | 0.031109 | 0.034187 | 0.037517 | 0.040807 | 0.044037 | 0.047216 | 0.050355 | 0.053432 | 0.056314 | 0.058994 | 0.061506 | 0.063845 | 0.066025 | 0.068067 | 0.069966 | 0.071735 | 0.073392 | 0.074963 | 0.076371 | 0.077645 | 0.078786 | 0.079818
Gen_BB017 | MW | SEPD | Steady Progression | St Fillans | 0 | 0 | 0 | 0 | 0 | 0 | 0 | 0 | 0 | 0 | 0 | 0 | 0 | 0 | 0 | 0 | 0 | 0 | 0 | 0 | 0 | 0 | 0 | 0 | 0 | 0 | 0 | 0 | 0 | 0 | 0 | 0
Gen_BB018 | MW | SEPD | Steady Progression | St Fillans | 7.5999 | 7.5999 | 7.5999 | 7.5999 | 7.6109 | 7.6557 | 7.6585 | 7.6716 | 7.6844 | 7.6866 | 7.6992 | 7.7013 | 7.7136 | 7.7259 | 7.7275 | 7.7397 | 7.7413 | 7.7531 | 7.7546 | 7.7663 | 7.7676 | 7.7687 | 7.7805 | 7.7815 | 7.7931 | 7.7941 | 7.7949 | 7.8064 | 7.8072 | 7.8186 | 7.8192 | 7.82
Hydrogen electrolysis | MW | SEPD | Steady Progression | St Fillans | 0 | 0 | 0 | 0 | 0 | 0 | 0 | 0 | 0 | 0 | 0 | 0 | 0 | 0 | 0 | 0 | 0 | 0 | 0 | 0 | 0 | 0 | 0 | 0 | 0 | 0 | 0 | 0 | 0 | 0 | 0 | 0
Lct_BB001 | Number | SEPD | Steady Progression | St Fillans | 6.4323 | 8.1492 | 11.554 | 19.022 | 27.6516 | 39.2323 | 54.3185 | 71.0743 | 91.5923 | 116.6497 | 147.1616 | 204.7796 | 268.9476 | 333.1218 | 397.2853 | 461.4747 | 525.6491 | 614.8857 | 722.4853 | 836.4393 | 953.7981 | 1083.4024 | 1210.0087 | 1328.8771 | 1437.2771 | 1535.016 | 1597.0793 | 1627.6961 | 1658.3502 | 1687.6147 | 1717.555 | 1746.0422
Lct_BB003 | Number | SEPD | Steady Progression | St Fillans | 0 | 0 | 0 | 0 | 0 | 0 | 0 | 0 | 0 | 0 | 0 | 0 | 0 | 0 | 0 | 0 | 0 | 0 | 0 | 0 | 0 | 0 | 0 | 0 | 0 | 0 | 0 | 0 | 0 | 0 | 0 | 0
Lct_BB005 | Number | SEPD | Steady Progression | St Fillans | 14.373 | 14.7108 | 14.8383 | 15.0003 | 15.2909 | 15.593 | 15.9129 | 16.2765 | 16.3531 | 16.6808 | 17.3347 | 17.7012 | 22.4048 | 27.2188 | 32.0329 | 36.947 | 41.8598 | 48.7558 | 55.6161 | 62.4745 | 69.4024 | 76.3162 | 90.4894 | 104.6884 | 118.9293 | 133.1974 | 147.5431 | 159.5034 | 171.5381 | 183.6609 | 195.8723 | 208.1712
Lct_BB006 | Number | SEPD | Steady Progression | St Fillans | 0 | 0 | 0.0341 | 0.0681 | 0.1018 | 0.1354 | 0.1685 | 0.4105 | 0.6493 | 1.5129 | 2.3637 | 3.2023 | 5.4699 | 7.7187 | 9.9487 | 12.16 | 14.3529 | 15.4223 | 16.4784 | 17.5201 | 18.5484 | 19.5627 | 22.1488 | 24.6918 | 27.1914 | 29.6474 | 32.0606 | 36.7577 | 41.4548 | 46.1519 | 50.849 | 55.5461
Lct_BB007 | Number | SEPD | Steady Progression | St Fillans | 4.442 | 4.7573 | 4.6754 | 4.9891 | 5.2763 | 5.5484 | 5.8334 | 6.1915 | 6.2661 | 6.3555 | 6.5431 | 6.6478 | 7.9358 | 9.2237 | 10.5116 | 11.7995 | 13.0874 | 14.9224 | 16.7483 | 18.5653 | 20.3732 | 22.1721 | 25.9348 | 29.6975 | 33.4603 | 37.223 | 40.9857 | 44.0825 | 47.1794 | 50.2762 | 53.373 | 56.4698
Lct_BB008 | Number | SEPD | Steady Progression | St Fillans | 0 | 0 | 0.00919 | 0.01829 | 0.02729 | 0.0362 | 0.04501 | 0.10918 | 0.17242 | 0.23474 | 0.29615 | 0.35663 | 0.52024 | 0.68252 | 0.84343 | 1.003 | 1.1612 | 1.2384 | 1.3146 | 1.3898 | 1.464 | 1.5372 | 1.7238 | 1.9073 | 2.0877 | 2.2649 | 2.4391 | 2.778 | 3.117 | 3.456 | 3.7949 | 4.1339
Lct_BB010b | MW | SEPD | Steady Progression | St Fillans | 0.098 | 0.10507 | 0.12228 | 0.14519 | 0.17935 | 0.22907 | 0.28877 | 0.36521 | 0.43198 | 0.5199 | 0.6293 | 0.85094 | 1.1096 | 1.314 | 1.5467 | 1.7546 | 1.9699 | 2.3173 | 2.7252 | 3.1878 | 3.9697 | 4.9709 | 5.8205 | 6.4388 | 6.7849 | 6.9541 | 6.9779 | 7.0059 | 7.0451 | 7.0689 | 7.0927 | 7.1109
Lct_BB011b | MW | SEPD | Steady Progression | St Fillans | 0.014 | 0.0142 | 0.01604 | 0.0182 | 0.02041 | 0.02321 | 0.02639 | 0.02957 | 0.03336 | 0.03753 | 0.04247 | 0.04814 | 0.05593 | 0.06503 | 0.07543 | 0.08747 | 0.10087 | 0.11642 | 0.13333 | 0.15128 | 0.1701 | 0.18868 | 0.20696 | 0.22456 | 0.24078 | 0.2553 | 0.26815 | 0.27553 | 0.28285 | 0.29017 | 0.29754 | 0.3047
Lct_BB012b | MW | SEPD | Steady Progression | St Fillans | 0 | 0 | 3e-05 | 0.00093 | 0.00189 | 0.0033 | 0.00496 | 0.00645 | 0.00824 | 0.01031 | 0.01275 | 0.01556 | 0.02039 | 0.02582 | 0.03189 | 0.03859 | 0.04583 | 0.05396 | 0.06245 | 0.07112 | 0.07975 | 0.08713 | 0.09373 | 0.09943 | 0.10408 | 0.10765 | 0.11042 | 0.11072 | 0.11097 | 0.11117 | 0.11132 | 0.11132
Lct_BB013b | MW | SEPD | Steady Progression | St Fillans | 0 | 0 | 8e-05 | 0.00015 | 0.00018 | 0.00021 | 0.00023 | 0.00042 | 0.00064 | 0.00089 | 0.00118 | 0.00152 | 0.00216 | 0.0029 | 0.00376 | 0.00474 | 0.00585 | 0.00712 | 0.00851 | 0.00999 | 0.01153 | 0.01301 | 0.01444 | 0.01579 | 0.01702 | 0.0181 | 0.01894 | 0.01931 | 0.01964 | 0.01992 | 0.02017 | 0.02018
Lct_BB014 | Number | SEPD | Steady Progression | St Fillans | 1.3345 | 1.3448 | 1.5516 | 1.7842 | 2.0634 | 2.382 | 2.7473 | 2.207 | 2.5148 | 2.8747 | 3.2799 | 3.7416 | 6.9077 | 7.9423 | 9.1505 | 10.5316 | 12.1257 | 13.2963 | 14.6105 | 16.0827 | 17.7292 | 19.5869 | 29.284 | 32.4496 | 35.965 | 39.9432 | 44.4135 | 51.0818 | 58.7535 | 67.5654 | 77.6906 | 89.3296
Other generation | MW | SEPD | Steady Progression | St Fillans | 0 | 0 | 0 | 0 | 0 | 0 | 0 | 0 | 0 | 0 | 0 | 0 | 0 | 0 | 0 | 0 | 0 | 0 | 0 | 0 | 0 | 0 | 0 | 0 | 0 | 0 | 0 | 0 | 0 | 0 | 0 | 0
Srg_BB001 | MW | SEPD | Steady Progression | St Fillans | 0 | 0.048129 | 0.052942 | 0.057755 | 0.062568 | 0.067381 | 0.072194 | 0.1492 | 0.15401 | 0.15909 | 0.16424 | 0.16975 | 0.20118 | 0.23377 | 0.26752 | 0.30253 | 0.33944 | 0.34751 | 0.35566 | 0.36385 | 0.37202 | 0.3803 | 0.42575 | 0.47129 | 0.51687 | 0.56256 | 0.60804 | 0.60822 | 0.6084 | 0.60855 | 0.60868 | 0.60883
Srg_BB002 | MW | SEPD | Steady Progression | St Fillans | 0 | 0 | 0.00017684 | 0.00036003 | 0.00054822 | 0.0007411 | 0.00093811 | 0.0028464 | 0.0038519 | 0.0049086 | 0.0060331 | 0.0072418 | 0.0074655 | 0.0076826 | 0.0078948 | 0.008103 | 0.0083085 | 0.0085108 | 0.0087082 | 0.0089051 | 0.0090986 | 0.0092912 | 0.013435 | 0.017695 | 0.022096 | 0.026633 | 0.031306 | 0.031807 | 0.032192 | 0.03257 | 0.032941 | 0.033307
Data centres (MW) | MW | SEPD | Steady Progression | Strathleven | 0 | 0 | 0 | 0 | 0 | 0 | 0 | 0 | 0 | 0 | 0 | 0 | 0 | 0 | 0 | 0 | 0 | 0 | 0 | 0 | 0 | 0 | 0 | 0 | 0 | 0 | 0 | 0 | 0 | 0 | 0 | 0
Dem_BB001a | Number of homes (cumulative) | SEPD | Steady Progression | Strathleven | 0 | 23 | 35 | 59 | 66 | 73 | 80 | 87 | 94 | 102 | 110 | 118 | 124 | 127 | 129 | 131 | 133 | 135.6117 | 138.2802 | 139.8692 | 141.403 | 142.9262 | 143.2164 | 143.4548 | 143.6467 | 143.7992 | 143.9241 | 144.0261 | 144.1087 | 144.1687 | 144.2086 | 144.2275
Dem_BB002b | Floorspace (m2) (cumulative) | SEPD | Steady Progression | Strathleven | 0 | 2250 | 4050 | 4175 | 4300 | 4425 | 4550 | 4625 | 4700 | 4775 | 4850 | 4925 | 5000 | 5000 | 5000 | 5000 | 5000 | 5000 | 5000 | 5000 | 5000 | 5000 | 5000 | 5000 | 5000 | 5000 | 5000 | 5000 | 5000 | 5000 | 5000 | 5000
Domestic direct electric heating | Number | SEPD | Steady Progression | Strathleven | 835.5379 | 838.0215 | 839.3175 | 841.9096 | 842.6654 | 843.4214 | 844.1774 | 844.9333 | 845.6893 | 846.5533 | 847.4173 | 842.7751 | 840.0142 | 837.5091 | 835.2578 | 833.1383 | 830.6323 | 829.6791 | 827.9199 | 826.2899 | 824.7882 | 823.5292 | 822.7497 | 822.0926 | 821.4453 | 820.8082 | 820.182 | 819.5672 | 818.9642 | 818.3732 | 817.7947 | 817.2289
Gas: Hydrogen peaking | MW | SEPD | Steady Progression | Strathleven | 0 | 0 | 0 | 0 | 0 | 0 | 0 | 0 | 0 | 0 | 0 | 0 | 0 | 0 | 0 | 0 | 0 | 0 | 0 | 0 | 0 | 0 | 0 | 0 | 0 | 0 | 0 | 0 | 0 | 0 | 0 | 0
Gen_BB001 | MW | SEPD | Steady Progression | Strathleven | 0.139 | 0.139 | 0.139 | 0.139 | 0.139 | 0.139 | 0.139 | 0.139 | 0.139 | 0.139 | 0.139 | 0.139 | 0.139 | 0.139 | 0.139 | 0.139 | 0.139 | 0.139 | 0.139 | 0.139 | 0.139 | 0.139 | 0.139 | 0.139 | 0.139 | 0.139 | 0.139 | 0.139 | 0.139 | 0.139 | 0.139 | 0.139
Gen_BB004 | MW | SEPD | Steady Progression | Strathleven | 5.5 | 5.5 | 5.5 | 5.5 | 5.5 | 5.5 | 5.5 | 5.5 | 5.5 | 5.5 | 5.5 | 5.5 | 5.5 | 5.5 | 5.5 | 5.5 | 5.5 | 5.5 | 5.5 | 5.5 | 5.5 | 5.5 | 5.5 | 5.5 | 5.5 | 5.5 | 5.5 | 5.5 | 5.5 | 5.5 | 5.5 | 5.5
Gen_BB005 | MW | SEPD | Steady Progression | Strathleven | 0 | 0 | 0 | 0 | 0 | 0 | 0 | 0 | 0 | 0 | 0 | 0 | 0 | 0 | 0 | 0 | 0 | 0 | 0 | 0 | 0 | 0 | 0 | 0 | 0 | 0 | 0 | 0 | 0 | 0 | 0 | 0
Gen_BB006 | MW | SEPD | Steady Progression | Strathleven | 0 | 0 | 0 | 0 | 0 | 0 | 0 | 0 | 0 | 0 | 0 | 0 | 0 | 0 | 0 | 0 | 0 | 0 | 0 | 0 | 0 | 0 | 0 | 0 | 0 | 0 | 0 | 0 | 0 | 0 | 0 | 0
Gen_BB008 | MW | SEPD | Steady Progression | Strathleven | 0 | 0 | 0 | 0 | 0 | 0 | 0 | 0 | 0 | 0 | 0 | 0 | 0 | 0 | 0 | 0 | 0 | 0 | 0 | 0 | 0 | 0 | 0 | 0 | 0 | 0 | 0 | 0 | 0 | 0 | 0 | 0
Gen_BB010 | MW | SEPD | Steady Progression | Strathleven | 0.5 | 0.5 | 0.5 | 0.5 | 0.5 | 0.5 | 0.5 | 0.5 | 0.5 | 0.5 | 0.5 | 0.5 | 0.5 | 0.5 | 0.5 | 0.5 | 0.5 | 0.5 | 0.5 | 0.5 | 0.5 | 0.5 | 0.5 | 0.5 | 0.5 | 0.5 | 0.5 | 0.5 | 0.5 | 0.5 | 0.5 | 0.5
Gen_BB011 | MW | SEPD | Steady Progression | Strathleven | 0 | 0 | 0 | 0 | 0 | 0 | 0 | 0 | 0 | 0 | 0 | 0 | 0 | 0 | 0 | 0 | 0 | 0 | 0 | 0 | 0 | 0 | 0 | 0 | 0 | 0 | 0 | 0 | 0 | 0 | 0 | 0
Gen_BB012 | MW | SEPD | Steady Progression | Strathleven | 0.51591 | 0.51857 | 0.52288 | 0.52646 | 0.52975 | 0.53243 | 0.53481 | 0.6768 | 0.86725 | 1.152 | 1.5323 | 2.0535 | 2.7122 | 3.5059 | 4.2771 | 5.3035 | 5.8921 | 6.0876 | 6.4281 | 6.6232 | 7.0455 | 7.4677 | 7.8461 | 8.1838 | 8.4804 | 8.6547 | 8.7994 | 8.9404 | 9.0824 | 9.2261 | 9.4377 | 9.5813
Gen_BB013 | MW | SEPD | Steady Progression | Strathleven | 1.7422 | 1.7507 | 1.7615 | 1.773 | 1.7816 | 1.7894 | 1.7966 | 1.8065 | 1.8188 | 1.835 | 1.8542 | 1.8764 | 1.898 | 1.9201 | 1.9428 | 1.9659 | 1.9894 | 2.0141 | 2.0376 | 2.0617 | 2.0864 | 2.1123 | 2.1379 | 2.1641 | 2.1906 | 2.2172 | 2.244 | 2.2681 | 2.2924 | 2.3169 | 2.3417 | 2.3668
Gen_BB014 | MW | SEPD | Steady Progression | Strathleven | 0 | 0 | 0 | 0 | 0 | 0 | 0 | 0 | 0 | 0 | 0 | 0 | 0 | 0 | 0 | 0 | 0 | 0 | 0 | 0 | 0 | 0 | 0 | 0 | 0 | 0 | 0 | 0 | 0 | 0 | 0 | 0
Gen_BB015 | MW | SEPD | Steady Progression | Strathleven | 20 | 20 | 20 | 20 | 20 | 20 | 20 | 20 | 41 | 41.583 | 41.6547 | 41.9042 | 42.0399 | 42.1095 | 42.5171 | 43.1224 | 43.1897 | 43.2563 | 43.3222 | 43.3872 | 43.4513 | 43.5147 | 43.5773 | 43.639 | 43.7 | 43.7601 | 48.8194 | 48.879 | 48.9388 | 48.999 | 49.0595 | 49.1202
Gen_BB016 | MW | SEPD | Steady Progression | Strathleven | 0.9899 | 0.9899 | 0.99052 | 0.99124 | 0.99201 | 0.99286 | 0.994 | 0.99564 | 0.99841 | 1.003 | 1.0099 | 1.018 | 1.0267 | 1.0354 | 1.0439 | 1.0523 | 1.0605 | 1.0686 | 1.0762 | 1.0833 | 1.0899 | 1.096 | 1.1018 | 1.1072 | 1.1122 | 1.1168 | 1.1212 | 1.1253 | 1.129 | 1.1324 | 1.1354 | 1.1381
Gen_BB017 | MW | SEPD | Steady Progression | Strathleven | 0 | 0 | 0 | 0 | 0 | 0 | 0 | 0 | 0 | 0 | 0 | 0 | 0 | 0 | 0 | 0 | 0 | 0 | 0 | 0 | 0 | 0 | 0 | 0 | 0 | 0 | 0 | 0 | 0 | 0 | 0 | 0
Gen_BB018 | MW | SEPD | Steady Progression | Strathleven | 3.181 | 3.281 | 3.281 | 3.281 | 3.2854 | 3.3033 | 3.3043 | 3.3096 | 3.3147 | 3.3156 | 3.3206 | 3.3214 | 3.3263 | 3.3312 | 3.3319 | 3.3367 | 3.3374 | 3.3421 | 3.3427 | 3.3473 | 3.3478 | 3.3483 | 3.353 | 3.3534 | 3.358 | 3.3584 | 3.3587 | 3.3633 | 3.3636 | 3.3682 | 3.3684 | 3.3688
Hydrogen electrolysis | MW | SEPD | Steady Progression | Strathleven | 0 | 0 | 0 | 0 | 0 | 0 | 0 | 0 | 0 | 0 | 0 | 0 | 0 | 0 | 0 | 0 | 0 | 0 | 0 | 0 | 0 | 0 | 0 | 0 | 0 | 0 | 0 | 0 | 0 | 0 | 0 | 0
Lct_BB001 | Number | SEPD | Steady Progression | Strathleven | 36.3345 | 46.0705 | 65.4726 | 107.826 | 157.1693 | 223.7106 | 310.2303 | 407.0008 | 525.8071 | 671.4727 | 849.1225 | 1094.9106 | 1344.3107 | 1593.678 | 1843.0514 | 2092.4642 | 2341.8372 | 2720.0773 | 3198.5466 | 3705.9598 | 4229.3129 | 4807.9147 | 5374.059 | 5906.905 | 6393.8952 | 6834.3325 | 7138.7377 | 7277.2395 | 7415.642 | 7548.0382 | 7683.3111 | 7811.2371
Lct_BB003 | Number | SEPD | Steady Progression | Strathleven | 0 | 0 | 0 | 0 | 0 | 0 | 0 | 0 | 0 | 0 | 0 | 0 | 0 | 0 | 0 | 0 | 0 | 0 | 0 | 0 | 0 | 0 | 0 | 0 | 0 | 0 | 0 | 0 | 0 | 0 | 0 | 0
Lct_BB005 | Number | SEPD | Steady Progression | Strathleven | 180.9022 | 185.7226 | 187.6625 | 190.3698 | 193.8842 | 197.6714 | 201.621 | 206.5197 | 207.8269 | 210.2262 | 214.9422 | 217.8136 | 247.8266 | 278.0798 | 308.4414 | 338.91 | 369.5672 | 413.0157 | 456.239 | 499.3889 | 542.498 | 585.6429 | 674.5904 | 763.7522 | 853.1451 | 942.7633 | 1032.6862 | 1107.5387 | 1182.7835 | 1258.4832 | 1334.7091 | 1411.5842
Lct_BB006 | Number | SEPD | Steady Progression | Strathleven | 0 | 0 | 0.0953 | 0.1891 | 0.2822 | 0.3746 | 0.4662 | 1.1451 | 1.8143 | 3.8451 | 5.8457 | 7.8162 | 13.1451 | 18.43 | 23.6728 | 28.8701 | 34.0235 | 36.5372 | 39.0182 | 41.4677 | 43.8829 | 46.267 | 52.3449 | 58.3219 | 64.197 | 69.9695 | 75.6412 | 86.6814 | 97.7216 | 108.7618 | 119.802 | 130.8422
Lct_BB007 | Number | SEPD | Steady Progression | Strathleven | 5.3729 | 5.7543 | 5.6553 | 6.0347 | 6.3821 | 6.7112 | 7.0559 | 7.4891 | 7.5793 | 7.6874 | 7.9144 | 8.0411 | 9.5989 | 11.1567 | 12.7146 | 14.2724 | 15.8303 | 18.0498 | 20.2584 | 22.4562 | 24.643 | 26.8189 | 31.3702 | 35.9216 | 40.4729 | 45.0243 | 49.5756 | 53.3214 | 57.0673 | 60.8131 | 64.559 | 68.3048
Lct_BB008 | Number | SEPD | Steady Progression | Strathleven | 0 | 0 | 0.01112 | 0.02213 | 0.03301 | 0.04378 | 0.05444 | 0.13204 | 0.20854 | 0.28394 | 0.35824 | 0.43138 | 0.62929 | 0.82557 | 1.0202 | 1.2132 | 1.4046 | 1.498 | 1.5901 | 1.6811 | 1.7708 | 1.8593 | 2.0851 | 2.307 | 2.5252 | 2.7396 | 2.9502 | 3.3602 | 3.7702 | 4.1802 | 4.5902 | 5.0001
Lct_BB010b | MW | SEPD | Steady Progression | Strathleven | 0.365 | 0.43254 | 0.50033 | 0.6512 | 0.83735 | 1.0635 | 1.3675 | 1.7286 | 2.1659 | 2.6138 | 3.1678 | 4.1082 | 4.94 | 5.7124 | 6.4644 | 7.2676 | 8.1149 | 9.6302 | 11.8275 | 15.7253 | 18.999 | 21.2969 | 22.8594 | 23.7725 | 24.3243 | 24.6321 | 24.6861 | 24.7337 | 24.7673 | 24.7939 | 24.8289 | 24.8639
Lct_BB011b | MW | SEPD | Steady Progression | Strathleven | 0.014 | 0.0155 | 0.02466 | 0.03677 | 0.0489 | 0.06313 | 0.07992 | 0.09688 | 0.11606 | 0.13812 | 0.16345 | 0.19231 | 0.23406 | 0.28244 | 0.3377 | 0.40004 | 0.46963 | 0.5493 | 0.63483 | 0.72446 | 0.81588 | 0.90227 | 0.98376 | 1.0586 | 1.1239 | 1.1788 | 1.2236 | 1.2317 | 1.2395 | 1.2473 | 1.2553 | 1.2629
Lct_BB012b | MW | SEPD | Steady Progression | Strathleven | 0.313 | 0.3132 | 0.31333 | 0.32006 | 0.32757 | 0.33832 | 0.35065 | 0.36237 | 0.37611 | 0.39247 | 0.41143 | 0.4333 | 0.47074 | 0.51317 | 0.56073 | 0.6133 | 0.67045 | 0.73521 | 0.8031 | 0.87239 | 0.94194 | 1.002 | 1.0562 | 1.1037 | 1.1428 | 1.1734 | 1.1985 | 1.2023 | 1.2055 | 1.208 | 1.2099 | 1.2099
Lct_BB013b | MW | SEPD | Steady Progression | Strathleven | 0 | 0 | 0 | 0 | 0 | 0 | 0 | 0 | 0 | 0 | 0 | 0 | 0 | 0 | 0 | 0 | 0 | 0 | 0 | 0 | 0 | 0 | 0 | 0 | 0 | 0 | 0 | 0 | 0 | 0 | 0 | 0
Lct_BB014 | Number | SEPD | Steady Progression | Strathleven | 9.792 | 9.8672 | 11.3848 | 13.0919 | 15.1405 | 17.4777 | 20.1582 | 15.9146 | 18.1346 | 20.7292 | 23.6517 | 26.981 | 42.3207 | 48.6594 | 56.0618 | 64.523 | 74.2895 | 81.4611 | 89.5126 | 98.5324 | 108.6197 | 120.0013 | 171.0712 | 189.564 | 210.1002 | 233.3403 | 259.4546 | 298.4097 | 343.2264 | 394.7035 | 453.853 | 521.8457
Other generation | MW | SEPD | Steady Progression | Strathleven | 0 | 0 | 0 | 0 | 0 | 0 | 0 | 0 | 0 | 0 | 0 | 0 | 0 | 0 | 0 | 0 | 0 | 0 | 0 | 0 | 0 | 0 | 0 | 0 | 0 | 0 | 0 | 0 | 0 | 0 | 0 | 0
Srg_BB001 | MW | SEPD | Steady Progression | Strathleven | 0 | 0 | 0.01026 | 0.020868 | 0.031628 | 0.04205 | 0.058587 | 0.13876 | 0.19084 | 0.24245 | 0.30147 | 0.39146 | 0.39811 | 0.40379 | 0.40881 | 0.41979 | 0.47824 | 0.53242 | 0.59053 | 0.64929 | 0.70675 | 0.77036 | 0.79013 | 0.81466 | 0.84113 | 0.87347 | 0.89488 | 0.90588 | 0.91666 | 0.9253 | 0.93263 | 0.94101
Srg_BB002 | MW | SEPD | Steady Progression | Strathleven | 0 | 0 | 0.0017285 | 0.0034984 | 0.0052974 | 0.0071255 | 0.0089784 | 0.026729 | 0.035951 | 0.045524 | 0.055563 | 0.066178 | 0.068113 | 0.069964 | 0.071747 | 0.073475 | 0.075159 | 0.076797 | 0.078377 | 0.079937 | 0.081452 | 0.082946 | 0.1148 | 0.14729 | 0.18058 | 0.21466 | 0.2495 | 0.25321 | 0.25605 | 0.25882 | 0.26153 | 0.26419
Data centres (MW) | MW | SEPD | Steady Progression | Strichen | 0 | 0 | 0 | 0 | 0 | 0 | 0 | 0 | 0 | 0 | 0 | 0 | 0 | 0 | 0 | 0 | 0 | 0 | 0 | 0 | 0 | 0 | 0 | 0 | 0 | 0 | 0 | 0 | 0 | 0 | 0 | 0
Dem_BB001a | Number of homes (cumulative) | SEPD | Steady Progression | Strichen | 0 | 59 | 129 | 198 | 264 | 342 | 418 | 493 | 566 | 627 | 682 | 740 | 795 | 848 | 897 | 948 | 996 | 1035.9172 | 1076.9195 | 1099.8026 | 1119.603 | 1136.309 | 1150.7006 | 1163.0223 | 1173.2813 | 1181.4871 | 1186.6557 | 1189.7932 | 1190.9047 | 1190.9857 | 1191.0395 | 1191.065
Dem_BB002b | Floorspace (m2) (cumulative) | SEPD | Steady Progression | Strichen | 0 | 3001.404 | 5406.4682 | 7577.6958 | 7915.9495 | 8922.3627 | 12436.9855 | 16143.2478 | 20109.7012 | 24337.5456 | 28825.6809 | 33574.1073 | 38413.5065 | 43412.3705 | 48614.18 | 53815.63 | 55896.889 | 57717.957 | 59278.734 | 60579.22 | 61619.415 | 62399.51 | 62919.51 | 63179.51 | 63179.51 | 63179.51 | 63179.51 | 63179.51 | 63179.51 | 63179.51 | 63179.51 | 63179.51
Domestic direct electric heating | Number | SEPD | Steady Progression | Strichen | 1706.7615 | 1713.1326 | 1720.6932 | 1728.1453 | 1735.2733 | 1743.6974 | 1751.9055 | 1760.0056 | 1767.8897 | 1774.4778 | 1780.4178 | 1778.6879 | 1776.2968 | 1774.4244 | 1772.5859 | 1771.4899 | 1770.0425 | 1770.2221 | 1769.2062 | 1766.3682 | 1763.3457 | 1760.2525 | 1757.9078 | 1755.3786 | 1752.8923 | 1750.2183 | 1747.2438 | 1744.0844 | 1740.7405 | 1737.3257 | 1733.9538 | 1730.6242
Gas: Hydrogen peaking | MW | SEPD | Steady Progression | Strichen | 0 | 0 | 0 | 0 | 0 | 0 | 0 | 0 | 0 | 0 | 0 | 0 | 0 | 0 | 0 | 0 | 0 | 0 | 0 | 0 | 0 | 0 | 0 | 0 | 0 | 0 | 0 | 0 | 0 | 0 | 0 | 0
Gen_BB001 | MW | SEPD | Steady Progression | Strichen | 0.049 | 0.049 | 0.049 | 0.049 | 0.049 | 0.049 | 0.049 | 0.049 | 0.049 | 0.049 | 0.049 | 0.049 | 0.049 | 0.049 | 0.049 | 0.049 | 0.049 | 0.049 | 0.049 | 0.049 | 0.049 | 0.049 | 0.049 | 0.049 | 0.049 | 0.049 | 0.049 | 0.049 | 0.049 | 0.049 | 0.049 | 0.049
Gen_BB004 | MW | SEPD | Steady Progression | Strichen | 0 | 0 | 0 | 0 | 0 | 0 | 0 | 0 | 0 | 0 | 0 | 0 | 0 | 0 | 0 | 0 | 0 | 0 | 0 | 0 | 0 | 0 | 0 | 0 | 0 | 0 | 0 | 0 | 0 | 0 | 0 | 0
Gen_BB005 | MW | SEPD | Steady Progression | Strichen | 0 | 0 | 0 | 0 | 0 | 0 | 0 | 0 | 0 | 0 | 0 | 0 | 0 | 0 | 0 | 0 | 0 | 0 | 0 | 0 | 0 | 0 | 0 | 0 | 0 | 0 | 0 | 0 | 0 | 0 | 0 | 0
Gen_BB006 | MW | SEPD | Steady Progression | Strichen | 0 | 0 | 0 | 0 | 0 | 0 | 0 | 0 | 0 | 0 | 0 | 0 | 0 | 0 | 0 | 0 | 0 | 0 | 0 | 0 | 0 | 0 | 0 | 0 | 0 | 0 | 0 | 0 | 0 | 0 | 0 | 0
Gen_BB008 | MW | SEPD | Steady Progression | Strichen | 0 | 0 | 0 | 0 | 0 | 0 | 0 | 0 | 0 | 0 | 0 | 0 | 0 | 0 | 0 | 0 | 0 | 0 | 0 | 0 | 0 | 0 | 0 | 0 | 0 | 0 | 0 | 0 | 0 | 0 | 0 | 0
Gen_BB010 | MW | SEPD | Steady Progression | Strichen | 0 | 0 | 0 | 0 | 0 | 0 | 0 | 0 | 0 | 0 | 0 | 0 | 0 | 0 | 0 | 0 | 0 | 0 | 0 | 0 | 0 | 0 | 0 | 0 | 0 | 0 | 0 | 0 | 0 | 0 | 0 | 0
Gen_BB011 | MW | SEPD | Steady Progression | Strichen | 0 | 0 | 0 | 0 | 0 | 0 | 0 | 0 | 0 | 0 | 0 | 0 | 0 | 0 | 0 | 0 | 0 | 0 | 0 | 0 | 0 | 0 | 0 | 0 | 0 | 0 | 0 | 0 | 0 | 0 | 0 | 0
Gen_BB012 | MW | SEPD | Steady Progression | Strichen | 0.33221 | 0.33561 | 0.3411 | 0.34569 | 0.34989 | 0.35334 | 0.35638 | 0.90285 | 1.6364 | 2.7364 | 4.2077 | 6.2287 | 8.7884 | 11.8772 | 14.8789 | 18.8801 | 21.1689 | 21.9205 | 23.2394 | 23.9905 | 25.6304 | 27.2703 | 28.7414 | 30.0532 | 31.2051 | 31.8789 | 32.437 | 32.9826 | 33.5323 | 34.0887 | 34.9111 | 35.4677
Gen_BB013 | MW | SEPD | Steady Progression | Strichen | 2.2204 | 2.2355 | 2.2581 | 2.28 | 2.3021 | 2.3263 | 2.3508 | 2.3798 | 2.413 | 2.4581 | 2.5086 | 2.5667 | 2.6257 | 2.6868 | 2.7489 | 2.8146 | 2.8815 | 2.9457 | 3.0105 | 3.0684 | 3.1259 | 3.1835 | 3.2393 | 3.2943 | 3.3497 | 3.4042 | 3.4573 | 3.5033 | 3.5485 | 3.5933 | 3.6383 | 3.6838
Gen_BB014 | MW | SEPD | Steady Progression | Strichen | 0 | 0 | 0 | 0 | 0 | 0 | 0 | 0 | 0 | 0 | 0 | 0 | 0 | 0 | 0 | 0 | 0 | 0 | 0 | 0 | 0 | 0 | 0 | 0 | 0 | 0 | 0 | 0 | 0 | 0 | 0 | 0
Gen_BB015 | MW | SEPD | Steady Progression | Strichen | 14.5 | 14.5 | 14.5 | 14.5 | 14.5 | 14.5 | 14.5 | 14.5 | 14.5 | 15.4369 | 15.5521 | 15.953 | 16.1711 | 16.2829 | 16.938 | 17.9106 | 18.0188 | 18.1259 | 18.2317 | 18.3361 | 18.4392 | 18.5411 | 18.6416 | 18.7409 | 18.8388 | 18.9354 | 19.0307 | 19.1264 | 19.2226 | 19.3194 | 19.4165 | 19.5142
Gen_BB016 | MW | SEPD | Steady Progression | Strichen | 12.4015 | 12.4015 | 12.4025 | 12.4036 | 12.4049 | 12.4062 | 12.4081 | 12.4107 | 12.4151 | 12.4226 | 12.4336 | 12.4466 | 12.4607 | 12.4746 | 12.4883 | 12.5017 | 12.515 | 12.528 | 12.5402 | 12.5515 | 12.5621 | 12.572 | 12.5813 | 12.5899 | 12.5979 | 12.6054 | 12.6124 | 12.6191 | 12.625 | 12.6304 | 12.6352 | 12.6396
Gen_BB017 | MW | SEPD | Steady Progression | Strichen | 0 | 0 | 0 | 0 | 0 | 0 | 0 | 0 | 0 | 0 | 0 | 0 | 0 | 0 | 0 | 0 | 0 | 0 | 0 | 0 | 0 | 0 | 0 | 0 | 0 | 0 | 0 | 0 | 0 | 0 | 0 | 0
Gen_BB018 | MW | SEPD | Steady Progression | Strichen | 0.0102 | 0.0102 | 0.0102 | 0.0102 | 0.0102 | 0.0102 | 0.0102 | 0.0102 | 0.0102 | 0.0102 | 0.0102 | 0.0102 | 0.0102 | 0.0102 | 0.0102 | 0.0102 | 0.0102 | 0.0102 | 0.0102 | 0.0102 | 0.0102 | 0.0102 | 0.0102 | 0.0102 | 0.0102 | 0.0102 | 0.0102 | 0.0102 | 0.0102 | 0.0102 | 0.0102 | 0.0102
Hydrogen electrolysis | MW | SEPD | Steady Progression | Strichen | 0 | 0 | 0 | 0 | 0 | 0 | 0 | 0 | 0 | 0 | 0 | 0 | 0 | 0 | 0 | 0 | 0 | 0 | 0 | 0 | 0 | 0 | 0 | 0 | 0 | 0 | 0 | 0 | 0 | 0 | 0 | 0
Lct_BB001 | Number | SEPD | Steady Progression | Strichen | 56.834 | 71.9617 | 103.4288 | 170.3851 | 247.9101 | 351.6664 | 485.0421 | 632.9673 | 813.0981 | 1032.147 | 1296.9386 | 1737.3435 | 2219.2227 | 2702.517 | 3187.2314 | 3673.5673 | 4161.5577 | 4872.4266 | 5719.8319 | 6617.2264 | 7542.3296 | 8563.3819 | 9562.3882 | 10503.531 | 11365.7126 | 12148.1568 | 12627.0669 | 12903.5723 | 13182.6961 | 13454.7115 | 13734.1439 | 14006.2064
Lct_BB003 | Number | SEPD | Steady Progression | Strichen | 2.6294 | 3.0719 | 3.8857 | 4.8169 | 5.8812 | 7.1538 | 8.6863 | 10.8073 | 13.3508 | 16.3244 | 20.5827 | 25.7315 | 32.1276 | 40.1223 | 50.0452 | 62.1791 | 77.1143 | 94.9616 | 116.0275 | 140.0413 | 166.4381 | 196.5692 | 228.1879 | 260.1701 | 290.7675 | 319.3099 | 344.3275 | 365.6184 | 383.7924 | 398.6263 | 410.7968 | 421.0458
Lct_BB005 | Number | SEPD | Steady Progression | Strichen | 77.5951 | 85.7109 | 89.6558 | 95.1288 | 102.8504 | 111.1357 | 119.7403 | 129.7708 | 134.5516 | 142.4415 | 155.6844 | 164.6258 | 237.4339 | 310.7543 | 383.9974 | 458.0633 | 532.235 | 635.7804 | 739.0749 | 840.813 | 942.0627 | 1043.0897 | 1250.6527 | 1458.2582 | 1666.2304 | 1874.464 | 2083.0826 | 2256.0102 | 2429.4785 | 2603.7731 | 2779.0879 | 2955.8505
Lct_BB006 | Number | SEPD | Steady Progression | Strichen | 0 | 0 | 0.0995 | 0.1977 | 0.295 | 0.3914 | 0.4864 | 1.1911 | 1.8853 | 4.4815 | 7.0406 | 9.562 | 16.3798 | 23.1426 | 29.8492 | 36.4987 | 43.0925 | 46.3085 | 49.4822 | 52.6154 | 55.7066 | 58.7566 | 66.534 | 74.1815 | 81.6988 | 89.0858 | 96.3413 | 110.4667 | 124.5921 | 138.7175 | 152.8429 | 166.9683
Lct_BB007 | Number | SEPD | Steady Progression | Strichen | 6.2439 | 6.6871 | 6.572 | 7.013 | 7.4167 | 7.7991 | 8.1997 | 8.7031 | 8.8079 | 8.9336 | 9.1973 | 9.3445 | 11.1549 | 12.9652 | 14.7756 | 16.586 | 18.3963 | 20.9757 | 23.5424 | 26.0963 | 28.6376 | 31.1663 | 36.4554 | 41.7445 | 47.0336 | 52.3228 | 57.6119 | 61.965 | 66.318 | 70.6711 | 75.0241 | 79.3772
Lct_BB008 | Number | SEPD | Steady Progression | Strichen | 0 | 0 | 0.0129 | 0.02569 | 0.03834 | 0.05086 | 0.06324 | 0.15343 | 0.24233 | 0.32993 | 0.41623 | 0.50126 | 0.73124 | 0.95936 | 1.1856 | 1.4099 | 1.6323 | 1.7408 | 1.8479 | 1.9536 | 2.0578 | 2.1607 | 2.423 | 2.681 | 2.9345 | 3.1837 | 3.4284 | 3.9049 | 4.3813 | 4.8578 | 5.3342 | 5.8107
Lct_BB010b | MW | SEPD | Steady Progression | Strichen | 0.308 | 0.39249 | 0.47507 | 0.67171 | 0.96952 | 1.3692 | 1.836 | 2.4689 | 3.2175 | 4.1421 | 5.2898 | 6.995 | 8.6314 | 10.1386 | 11.8136 | 13.5497 | 15.5025 | 18.3507 | 22.9898 | 29.7595 | 34.7109 | 39.9446 | 42.8801 | 45.4656 | 47.0396 | 48.0989 | 48.4075 | 48.5895 | 48.7729 | 48.9157 | 49.0431 | 49.1845
Lct_BB011b | MW | SEPD | Steady Progression | Strichen | 0.007 | 0.0107 | 0.03288 | 0.06337 | 0.09299 | 0.12756 | 0.16892 | 0.21125 | 0.25889 | 0.31368 | 0.37636 | 0.44824 | 0.5513 | 0.67037 | 0.80741 | 0.96163 | 1.1337 | 1.3313 | 1.5449 | 1.7696 | 2.0014 | 2.2224 | 2.4337 | 2.631 | 2.8059 | 2.9552 | 3.0805 | 3.1203 | 3.1592 | 3.1981 | 3.2376 | 3.2755
Lct_BB012b | MW | SEPD | Steady Progression | Strichen | 0 | 0 | 0.00012 | 0.00479 | 0.01021 | 0.01804 | 0.02699 | 0.03521 | 0.0447 | 0.05598 | 0.06907 | 0.08417 | 0.11001 | 0.13928 | 0.17215 | 0.20798 | 0.24696 | 0.29101 | 0.33683 | 0.3833 | 0.42972 | 0.46924 | 0.50469 | 0.53512 | 0.55959 | 0.57816 | 0.59282 | 0.59428 | 0.5955 | 0.59647 | 0.59718 | 0.59718
Lct_BB013b | MW | SEPD | Steady Progression | Strichen | 0 | 0.0002 | 0.00036 | 0.00065 | 0.00076 | 0.00091 | 0.00099 | 0.00179 | 0.00272 | 0.0038 | 0.00505 | 0.00649 | 0.0092 | 0.01237 | 0.01603 | 0.0202 | 0.02491 | 0.03033 | 0.03624 | 0.04253 | 0.04908 | 0.05537 | 0.06147 | 0.06722 | 0.07244 | 0.07705 | 0.08062 | 0.08221 | 0.0836 | 0.0848 | 0.08585 | 0.08591
Lct_BB014 | Number | SEPD | Steady Progression | Strichen | 7.7819 | 7.8416 | 9.0477 | 10.4044 | 12.0324 | 13.8899 | 16.0201 | 14.8562 | 16.9285 | 19.3506 | 22.0787 | 25.1866 | 50.7179 | 58.3144 | 67.1856 | 77.3256 | 89.03 | 97.6246 | 107.2737 | 118.0832 | 130.1721 | 143.8119 | 209.5923 | 232.2492 | 257.4095 | 285.8827 | 317.8774 | 365.6042 | 420.5125 | 483.581 | 556.0495 | 639.3525
Other generation | MW | SEPD | Steady Progression | Strichen | 0 | 0 | 0 | 0 | 0 | 0 | 0 | 0 | 0 | 0 | 0 | 0 | 0 | 0 | 0 | 0 | 0 | 0 | 0 | 0 | 0 | 0 | 0 | 0 | 0 | 0 | 0 | 0 | 0 | 0 | 0 | 0
Srg_BB001 | MW | SEPD | Steady Progression | Strichen | 0 | 0.048129 | 0.060381 | 0.072884 | 35.0855 | 35.0979 | 35.1147 | 35.249 | 35.2719 | 35.2954 | 35.3212 | 35.358 | 35.3917 | 35.4262 | 35.4616 | 35.5002 | 35.5558 | 35.5811 | 35.6076 | 35.6343 | 35.6603 | 35.6882 | 35.7397 | 35.7926 | 35.8461 | 35.9015 | 35.9529 | 35.9561 | 35.9593 | 35.9618 | 35.9639 | 35.9664
Srg_BB002 | MW | SEPD | Steady Progression | Strichen | 0 | 0 | 0.0022059 | 0.0044662 | 0.0067652 | 0.0091025 | 0.011473 | 0.034195 | 0.04601 | 0.058336 | 0.071336 | 0.085174 | 0.087712 | 0.090154 | 0.092521 | 0.094828 | 0.097087 | 0.099296 | 0.10144 | 0.10356 | 0.10563 | 0.10768 | 0.15161 | 0.19656 | 0.24279 | 0.29027 | 0.33896 | 0.34416 | 0.34815 | 0.35205 | 0.35588 | 0.35963
Data centres (MW) | MW | SEPD | Steady Progression | Tarland | 0 | 0 | 0 | 0 | 0 | 0 | 0 | 0 | 0 | 0 | 0 | 0 | 0 | 0 | 0 | 0 | 0 | 0 | 0 | 0 | 0 | 0 | 0 | 0 | 0 | 0 | 0 | 0 | 0 | 0 | 0 | 0
Dem_BB001a | Number of homes (cumulative) | SEPD | Steady Progression | Tarland | 0 | 51 | 139 | 204 | 270 | 339 | 395 | 440 | 481 | 519 | 548 | 577 | 601 | 622 | 639 | 657 | 671 | 684.8746 | 698.8303 | 710.6724 | 721.4355 | 732.1408 | 737.5319 | 742.8532 | 747.1119 | 751.3175 | 754.4859 | 757.6233 | 759.7346 | 761.8155 | 762.8692 | 763.8947
Dem_BB002b | Floorspace (m2) (cumulative) | SEPD | Steady Progression | Tarland | 0 | 0.162 | 0.636 | 1.063 | 5634.3235 | 6104.2177 | 6574.1454 | 7044.192 | 7514.2796 | 7984.4081 | 8454.5777 | 8924.7882 | 9394.5142 | 9394.7864 | 9395.025 | 9395.23 | 9395.394 | 9395.517 | 9395.599 | 9395.64 | 9395.64 | 9395.64 | 9395.64 | 9395.64 | 9395.64 | 9395.64 | 9395.64 | 9395.64 | 9395.64 | 9395.64 | 9395.64 | 9395.64
Domestic direct electric heating | Number | SEPD | Steady Progression | Tarland | 2574.2935 | 2579.7952 | 2589.3029 | 2596.3229 | 2603.4509 | 2610.9029 | 2616.9509 | 2621.8109 | 2626.2389 | 2630.3428 | 2633.4747 | 2610.2351 | 2596.259 | 2582.6134 | 2569.0656 | 2555.9652 | 2543.4367 | 2534.8436 | 2524.1544 | 2513.3081 | 2502.7681 | 2492.4142 | 2482.5125 | 2472.6679 | 2462.8924 | 2453.2995 | 2443.6605 | 2434.0901 | 2424.4742 | 2414.9267 | 2405.3343 | 2395.8105
Gas: Hydrogen peaking | MW | SEPD | Steady Progression | Tarland | 0 | 0 | 0 | 0 | 0 | 0 | 0 | 0 | 0 | 0 | 0 | 0 | 0 | 0 | 0 | 0 | 0 | 0 | 0 | 0 | 0 | 0 | 0 | 0 | 0 | 0 | 0 | 0 | 0 | 0 | 0 | 0
Gen_BB001 | MW | SEPD | Steady Progression | Tarland | 0 | 0 | 0 | 0 | 0 | 0 | 0 | 0 | 0 | 0 | 0 | 0 | 0 | 0 | 0 | 0 | 0 | 0 | 0 | 0 | 0 | 0 | 0 | 0 | 0 | 0 | 0 | 0 | 0 | 0 | 0 | 0
Gen_BB004 | MW | SEPD | Steady Progression | Tarland | 0 | 0 | 0 | 0 | 0 | 0 | 0 | 0 | 0 | 0 | 0 | 0 | 0 | 0 | 0 | 0 | 0 | 0 | 0 | 0 | 0 | 0 | 0 | 0 | 0 | 0 | 0 | 0 | 0 | 0 | 0 | 0
Gen_BB005 | MW | SEPD | Steady Progression | Tarland | 0 | 0 | 0 | 0 | 0 | 0 | 0 | 0 | 0 | 0 | 0 | 0 | 0 | 0 | 0 | 0 | 0 | 0 | 0 | 0 | 0 | 0 | 0 | 0 | 0 | 0 | 0 | 0 | 0 | 0 | 0 | 0
Gen_BB006 | MW | SEPD | Steady Progression | Tarland | 0 | 0 | 0 | 0 | 0 | 0 | 0 | 0 | 0 | 0 | 0 | 0 | 0 | 0 | 0 | 0 | 0 | 0 | 0 | 0 | 0 | 0 | 0 | 0 | 0 | 0 | 0 | 0 | 0 | 0 | 0 | 0
Gen_BB008 | MW | SEPD | Steady Progression | Tarland | 0 | 0 | 0 | 0 | 0 | 0 | 0 | 0 | 0 | 0 | 0 | 0 | 0 | 0 | 0 | 0 | 0 | 0 | 0 | 0 | 0 | 0 | 0 | 0 | 0 | 0 | 0 | 0 | 0 | 0 | 0 | 0
Gen_BB010 | MW | SEPD | Steady Progression | Tarland | 0 | 0 | 0 | 0 | 0 | 0 | 0 | 0 | 0 | 0 | 0 | 0 | 0 | 0 | 0 | 0 | 0 | 0 | 0 | 0 | 0 | 0 | 0 | 0 | 0 | 0 | 0 | 0 | 0 | 0 | 0 | 0
Gen_BB011 | MW | SEPD | Steady Progression | Tarland | 0 | 0 | 0 | 0 | 0 | 0 | 0 | 0 | 0 | 0 | 0 | 0 | 0 | 0 | 0 | 0 | 0 | 0 | 0 | 0 | 0 | 0 | 0 | 0 | 0 | 0 | 0 | 0 | 0 | 0 | 0 | 0
Gen_BB012 | MW | SEPD | Steady Progression | Tarland | 0.70312 | 0.70591 | 0.71042 | 0.71418 | 0.71762 | 0.72044 | 0.72293 | 0.79965 | 0.90244 | 1.0557 | 1.26 | 1.5392 | 1.8909 | 2.3136 | 2.7245 | 3.2699 | 3.5843 | 3.6911 | 3.8744 | 3.981 | 4.2074 | 4.4338 | 4.6365 | 4.8175 | 4.9768 | 5.0716 | 5.1506 | 5.227 | 5.304 | 5.3818 | 5.4954 | 5.5731
Gen_BB013 | MW | SEPD | Steady Progression | Tarland | 1.8238 | 1.836 | 1.8576 | 1.8761 | 1.8956 | 1.9159 | 1.9341 | 1.9536 | 1.9753 | 2.0116 | 2.0514 | 2.0971 | 2.1423 | 2.1881 | 2.2342 | 2.2817 | 2.3296 | 2.3774 | 2.4252 | 2.4721 | 2.5205 | 2.5698 | 2.6161 | 2.6626 | 2.7093 | 2.7567 | 2.8039 | 2.8459 | 2.8876 | 2.9295 | 2.9712 | 3.0132
Gen_BB014 | MW | SEPD | Steady Progression | Tarland | 0 | 0 | 0 | 0 | 0 | 0 | 0 | 0 | 0 | 0 | 0 | 0 | 0 | 0 | 0 | 0 | 0 | 0 | 0 | 0 | 0 | 0 | 0 | 0 | 0 | 0 | 0 | 0 | 0 | 0 | 0 | 0
Gen_BB015 | MW | SEPD | Steady Progression | Tarland | 20.099 | 20.099 | 20.099 | 20.099 | 20.099 | 20.099 | 20.099 | 20.099 | 20.099 | 20.8804 | 20.9766 | 21.311 | 21.4928 | 21.5861 | 22.1325 | 22.9437 | 23.034 | 23.1233 | 23.2115 | 23.2987 | 23.3847 | 23.4696 | 28.1532 | 28.236 | 28.3177 | 28.3983 | 28.4777 | 28.5576 | 28.6379 | 28.7185 | 28.7996 | 28.881
Gen_BB016 | MW | SEPD | Steady Progression | Tarland | 0.38796 | 0.38796 | 0.3888 | 0.38976 | 0.39079 | 0.39194 | 0.39347 | 0.39566 | 0.39938 | 0.40557 | 0.41475 | 0.42561 | 0.43735 | 0.44896 | 0.46035 | 0.47157 | 0.48264 | 0.4935 | 0.50366 | 0.51312 | 0.52198 | 0.53023 | 0.53792 | 0.54513 | 0.55183 | 0.55807 | 0.56392 | 0.56946 | 0.57442 | 0.57892 | 0.58294 | 0.58658
Gen_BB017 | MW | SEPD | Steady Progression | Tarland | 0 | 0 | 0 | 0 | 0 | 0 | 0 | 0 | 0 | 0 | 0 | 0 | 0 | 0 | 0 | 0 | 0 | 0 | 0 | 0 | 0 | 0 | 0 | 0 | 0 | 0 | 0 | 0 | 0 | 0 | 0 | 0
Gen_BB018 | MW | SEPD | Steady Progression | Tarland | 0.519 | 2.519 | 2.519 | 2.519 | 2.5225 | 2.5369 | 2.5378 | 2.5419 | 2.5461 | 2.5468 | 2.5508 | 2.5515 | 2.5554 | 2.5594 | 2.5599 | 2.5638 | 2.5643 | 2.5681 | 2.5685 | 2.5723 | 2.5727 | 2.5731 | 2.5768 | 2.5772 | 2.5809 | 2.5812 | 2.5815 | 2.5851 | 2.5854 | 2.589 | 2.5892 | 2.5895
Hydrogen electrolysis | MW | SEPD | Steady Progression | Tarland | 0 | 0 | 0 | 0 | 0 | 0 | 0 | 0 | 0 | 0 | 0 | 0 | 0 | 0 | 0 | 0 | 0 | 0 | 0 | 0 | 0 | 0 | 0 | 0 | 0 | 0 | 0 | 0 | 0 | 0 | 0 | 0
Lct_BB001 | Number | SEPD | Steady Progression | Tarland | 65.281 | 82.4507 | 117.6359 | 193.7751 | 281.4184 | 398.4466 | 549.1237 | 715.6662 | 917.8636 | 1163.6244 | 1460.717 | 1913.6377 | 2394.5175 | 2876.7824 | 3360.0477 | 3844.8673 | 4331.3394 | 5071.0255 | 5951.0422 | 6882.5177 | 7841.614 | 8899.5958 | 9933.2517 | 10905.5953 | 11794.5928 | 12599.2711 | 13066.0361 | 13346.2937 | 13629.1546 | 13904.2595 | 14186.8164 | 14462.1619
Lct_BB003 | Number | SEPD | Steady Progression | Tarland | 0 | 0 | 0.29713 | 0.53225 | 0.80516 | 1.1297 | 1.5204 | 1.9217 | 2.3474 | 2.9994 | 3.9468 | 5.2951 | 7.0063 | 9.5831 | 12.8424 | 16.9123 | 22.009 | 28.2256 | 35.7097 | 44.431 | 54.2488 | 65.6217 | 77.8506 | 90.5518 | 103.1024 | 115.2223 | 126.3446 | 136.3339 | 145.3575 | 153.2961 | 160.3668 | 166.8221
Lct_BB005 | Number | SEPD | Steady Progression | Tarland | 201.3532 | 215.1205 | 220.9815 | 229.1656 | 242.0225 | 254.7812 | 267.6838 | 282.8927 | 287.5945 | 296.6578 | 313.692 | 323.8172 | 428.9085 | 534.0291 | 639.2477 | 744.7348 | 850.4002 | 1000.3575 | 1149.8838 | 1298.531 | 1446.9705 | 1594.841 | 1901.2546 | 2207.8651 | 2514.8923 | 2822.4542 | 3130.9286 | 3386.3713 | 3642.7478 | 3900.4234 | 4159.4182 | 4420.4744
Lct_BB006 | Number | SEPD | Steady Progression | Tarland | 0 | 0 | 0 | 0 | 0 | 0 | 0 | 0 | 0 | 0 | 0 | 0 | 0 | 0 | 0 | 0 | 0 | 0 | 0 | 0 | 0 | 0 | 0 | 0 | 0 | 0 | 0 | 0 | 0 | 0 | 0 | 0
Lct_BB007 | Number | SEPD | Steady Progression | Tarland | 0.62863 | 0.67325 | 0.66166 | 0.70606 | 0.7467 | 0.7852 | 0.82553 | 0.87621 | 0.88676 | 0.89941 | 0.92597 | 0.94079 | 1.123 | 1.3053 | 1.4876 | 1.6698 | 1.8521 | 2.1118 | 2.3702 | 2.6273 | 2.8832 | 3.1377 | 3.6702 | 4.2027 | 4.7352 | 5.2677 | 5.8002 | 6.2384 | 6.6767 | 7.1149 | 7.5532 | 7.9914
Lct_BB008 | Number | SEPD | Steady Progression | Tarland | 0 | 0 | 0.0013 | 0.00259 | 0.00386 | 0.00512 | 0.00637 | 0.01545 | 0.0244 | 0.03322 | 0.04191 | 0.05047 | 0.07362 | 0.09658 | 0.11935 | 0.14193 | 0.16432 | 0.17524 | 0.18602 | 0.19666 | 0.20716 | 0.21752 | 0.24393 | 0.2699 | 0.29543 | 0.32051 | 0.34515 | 0.39312 | 0.44109 | 0.48906 | 0.53703 | 0.585
Lct_BB010b | MW | SEPD | Steady Progression | Tarland | 0.287 | 0.4022 | 0.51645 | 0.76282 | 1.1355 | 1.5749 | 2.193 | 2.9004 | 3.8059 | 4.7711 | 6.0301 | 7.7573 | 9.555 | 11.1555 | 12.8626 | 14.5684 | 16.578 | 19.6727 | 23.9638 | 31.4789 | 37.4531 | 43.3548 | 47.4493 | 49.9906 | 51.5463 | 52.2799 | 52.4022 | 52.5296 | 52.6416 | 52.7956 | 52.9482 | 53.0168
Lct_BB011b | MW | SEPD | Steady Progression | Tarland | 0 | 0.0025 | 0.01899 | 0.03942 | 0.06016 | 0.0841 | 0.11323 | 0.14249 | 0.17596 | 0.21357 | 0.2578 | 0.30809 | 0.37873 | 0.46097 | 0.55575 | 0.66342 | 0.78419 | 0.92154 | 1.0707 | 1.2285 | 1.3914 | 1.548 | 1.6988 | 1.8409 | 1.9684 | 2.08 | 2.1751 | 2.213 | 2.2502 | 2.2875 | 2.3253 | 2.3616
Lct_BB012b | MW | SEPD | Steady Progression | Tarland | 0.641 | 0.6423 | 0.64413 | 0.65285 | 0.66157 | 0.67352 | 0.68677 | 0.70724 | 0.73155 | 0.76087 | 0.7957 | 0.83684 | 0.90284 | 0.98062 | 1.0714 | 1.1752 | 1.2929 | 1.43 | 1.5799 | 1.7398 | 1.9076 | 2.0657 | 2.2191 | 2.3636 | 2.4948 | 2.6102 | 2.7232 | 2.7592 | 2.7894 | 2.8133 | 2.8308 | 2.8308
Lct_BB013b | MW | SEPD | Steady Progression | Tarland | 0 | 0.0006 | 0.00116 | 0.00211 | 0.00248 | 0.00295 | 0.00321 | 0.0058 | 0.00882 | 0.01233 | 0.01639 | 0.02105 | 0.02985 | 0.04011 | 0.05197 | 0.06547 | 0.08071 | 0.09826 | 0.11741 | 0.13777 | 0.15898 | 0.17935 | 0.19909 | 0.2177 | 0.2346 | 0.24953 | 0.26109 | 0.26625 | 0.27074 | 0.27463 | 0.27804 | 0.27824
Lct_BB014 | Number | SEPD | Steady Progression | Tarland | 10.0839 | 10.1613 | 11.7242 | 13.4822 | 15.5919 | 17.9988 | 20.7592 | 15.1057 | 17.2128 | 19.6755 | 22.4495 | 25.6096 | 39.8285 | 45.794 | 52.7605 | 60.7234 | 69.9148 | 76.6641 | 84.2415 | 92.7302 | 102.2235 | 112.9348 | 162.1296 | 179.6558 | 199.1185 | 221.1438 | 245.8932 | 282.8122 | 325.2863 | 374.0728 | 430.1306 | 494.5695
Other generation | MW | SEPD | Steady Progression | Tarland | 0 | 0 | 0 | 0 | 0 | 0 | 0 | 0 | 0 | 0 | 0 | 0 | 0 | 0 | 0 | 0 | 0 | 0 | 0 | 0 | 0 | 0 | 0 | 0 | 0 | 0 | 0 | 0 | 0 | 0 | 0 | 0
Srg_BB001 | MW | SEPD | Steady Progression | Tarland | 0 | 0.050477 | 0.065835 | 0.081544 | 0.097405 | 20.1129 | 20.1346 | 20.2948 | 20.325 | 20.3552 | 20.3887 | 20.4364 | 20.4724 | 20.5091 | 20.5467 | 20.588 | 20.6508 | 20.6815 | 20.7136 | 20.7459 | 20.7773 | 20.811 | 20.868 | 20.9271 | 20.987 | 21.0497 | 21.1064 | 21.1112 | 21.1159 | 21.1197 | 21.1229 | 21.1265
Srg_BB002 | MW | SEPD | Steady Progression | Tarland | 0 | 0 | 0.0018106 | 0.0036651 | 0.0055508 | 0.0074673 | 0.0094103 | 0.02803 | 0.037708 | 0.047816 | 0.058492 | 0.069875 | 0.071965 | 0.07398 | 0.075936 | 0.077843 | 0.079714 | 0.081546 | 0.083323 | 0.085087 | 0.086811 | 0.08852 | 0.12513 | 0.16262 | 0.20122 | 0.24088 | 0.28158 | 0.28593 | 0.28927 | 0.29254 | 0.29574 | 0.29889
Data centres (MW) | MW | SEPD | Steady Progression | Taynuilt | 0 | 0 | 0 | 0 | 0 | 0 | 0 | 0 | 0 | 0 | 0 | 0 | 0 | 0 | 0 | 0 | 0 | 0 | 0 | 0 | 0 | 0 | 0 | 0 | 0 | 0 | 0 | 0 | 0 | 0 | 0 | 0
Dem_BB001a | Number of homes (cumulative) | SEPD | Steady Progression | Taynuilt | 0 | 38.6944 | 160.4786 | 308.1235 | 480.7784 | 602.4171 | 698.088 | 779.7215 | 851.3017 | 923.9691 | 988.5307 | 1040.337 | 1080.8492 | 1104.8492 | 1119.8492 | 1134.8492 | 1145.8492 | 1154.0844 | 1162.4341 | 1167.6234 | 1169.7013 | 1170.7562 | 1171.3413 | 1171.8219 | 1172.2089 | 1172.5164 | 1172.7683 | 1172.9738 | 1173.1404 | 1173.2614 | 1173.3417 | 1173.3799
Dem_BB002b | Floorspace (m2) (cumulative) | SEPD | Steady Progression | Taynuilt | 0 | 0 | 0 | 0 | 0 | 0 | 0 | 0 | 0 | 0 | 0 | 0 | 0 | 0 | 0 | 0 | 0 | 0 | 0 | 0 | 0 | 0 | 0 | 0 | 0 | 0 | 0 | 0 | 0 | 0 | 0 | 0
Domestic direct electric heating | Number | SEPD | Steady Progression | Taynuilt | 5874.6066 | 5878.8036 | 5891.9885 | 5907.9734 | 5926.6581 | 5939.8342 | 5950.2021 | 5959.0581 | 5966.834 | 5974.718 | 5981.7379 | 5940.8984 | 5915.0711 | 5888.2288 | 5861.2361 | 5834.7932 | 5807.4085 | 5788.6509 | 5765.6838 | 5742.9874 | 5720.3229 | 5698.1475 | 5677.2181 | 5656.5124 | 5636.0537 | 5615.8396 | 5595.7549 | 5575.7994 | 5555.9724 | 5536.2731 | 5516.7014 | 5497.2569
Gas: Hydrogen peaking | MW | SEPD | Steady Progression | Taynuilt | 0 | 0 | 0 | 0 | 0 | 0 | 0 | 0 | 0 | 0 | 0 | 0 | 0 | 0 | 0 | 0 | 0 | 0 | 0 | 0 | 0 | 0 | 0 | 0 | 0 | 0 | 0 | 0 | 0 | 0 | 0 | 0
Gen_BB001 | MW | SEPD | Steady Progression | Taynuilt | 0 | 0 | 0 | 0 | 0 | 0 | 0 | 0 | 0 | 0 | 0 | 0 | 0 | 0 | 0 | 0 | 0 | 0 | 0 | 0 | 0 | 0 | 0 | 0 | 0 | 0 | 0 | 0 | 0 | 0 | 0 | 0
Gen_BB004 | MW | SEPD | Steady Progression | Taynuilt | 0 | 0 | 0 | 0 | 0 | 0 | 0 | 0 | 0 | 0 | 0 | 0 | 0 | 0 | 0 | 0 | 0 | 0 | 0 | 0 | 0 | 0 | 0 | 0 | 0 | 0 | 0 | 0 | 0 | 0 | 0 | 0
Gen_BB005 | MW | SEPD | Steady Progression | Taynuilt | 0 | 0 | 0 | 0 | 0 | 0 | 0 | 0 | 0 | 0 | 0 | 0 | 0 | 0 | 0 | 0 | 0 | 0 | 0 | 0 | 0 | 0 | 0 | 0 | 0 | 0 | 0 | 0 | 0 | 0 | 0 | 0
Gen_BB006 | MW | SEPD | Steady Progression | Taynuilt | 0 | 0 | 0 | 0 | 0 | 0 | 0 | 0 | 0 | 0 | 0 | 0 | 0 | 0 | 0 | 0 | 0 | 0 | 0 | 0 | 0 | 0 | 0 | 0 | 0 | 0 | 0 | 0 | 0 | 0 | 0 | 0
Gen_BB008 | MW | SEPD | Steady Progression | Taynuilt | 0 | 0 | 0 | 0 | 0 | 0 | 0 | 0 | 0 | 0 | 0 | 0 | 0 | 0 | 0 | 0 | 0 | 0 | 0 | 0 | 0 | 0 | 0 | 0 | 0 | 0 | 0 | 0 | 0 | 0 | 0 | 0
Gen_BB010 | MW | SEPD | Steady Progression | Taynuilt | 0 | 0 | 0 | 0 | 0 | 0 | 0 | 0 | 0 | 0 | 0 | 0 | 0 | 0 | 0 | 0 | 0 | 0 | 0 | 0 | 0 | 0 | 0 | 0 | 0 | 0 | 0 | 0 | 0 | 0 | 0 | 0
Gen_BB011 | MW | SEPD | Steady Progression | Taynuilt | 0 | 0 | 0 | 0 | 0 | 0 | 0 | 0 | 0 | 0 | 0 | 0 | 0 | 0 | 0 | 0 | 0 | 0 | 0 | 0 | 0 | 0 | 0 | 0 | 0 | 0 | 0 | 0 | 0 | 0 | 0 | 0
Gen_BB012 | MW | SEPD | Steady Progression | Taynuilt | 0.0559 | 0.058773 | 0.063451 | 0.067382 | 0.071008 | 0.074 | 0.076653 | 0.080527 | 0.085526 | 0.091855 | 0.099442 | 0.10825 | 0.11674 | 0.12497 | 0.133 | 0.14087 | 0.14857 | 0.15606 | 0.16351 | 0.17081 | 0.17806 | 0.18528 | 0.19124 | 0.19702 | 0.20262 | 0.20808 | 0.21338 | 0.21745 | 0.22145 | 0.22536 | 0.22921 | 0.233
Gen_BB013 | MW | SEPD | Steady Progression | Taynuilt | 1.8733 | 1.8895 | 1.9241 | 1.9623 | 2.0067 | 2.0428 | 2.0746 | 2.1099 | 2.1489 | 2.2031 | 2.2634 | 2.3283 | 2.3898 | 2.448 | 2.5052 | 2.5637 | 2.6231 | 2.683 | 2.7412 | 2.7997 | 2.8581 | 2.9184 | 2.9772 | 3.0365 | 3.0966 | 3.1576 | 3.2188 | 3.2731 | 3.3277 | 3.3827 | 3.4382 | 3.4941
Gen_BB014 | MW | SEPD | Steady Progression | Taynuilt | 0 | 0 | 0 | 0 | 0 | 0 | 0 | 0 | 0 | 0 | 0 | 0 | 0 | 0 | 0 | 0 | 0 | 0 | 0 | 0 | 0 | 0 | 0 | 0 | 0 | 0 | 0 | 0 | 0 | 0 | 0 | 0
Gen_BB015 | MW | SEPD | Steady Progression | Taynuilt | 14.4 | 14.4 | 14.4 | 14.4 | 14.4 | 14.4 | 14.4 | 14.4 | 14.4 | 16.9373 | 19.2494 | 20.3351 | 20.9257 | 21.2285 | 23.0028 | 25.6367 | 25.9299 | 26.2198 | 26.5062 | 26.7891 | 27.0684 | 27.3442 | 27.6165 | 27.8853 | 28.1506 | 28.4122 | 28.6702 | 28.9295 | 29.1901 | 29.452 | 29.7151 | 29.9796
Gen_BB016 | MW | SEPD | Steady Progression | Taynuilt | 8.2394 | 8.2394 | 8.2421 | 8.2452 | 8.2486 | 8.2523 | 8.2573 | 8.2644 | 8.2764 | 8.2965 | 8.3263 | 8.3616 | 8.3997 | 8.4374 | 8.4744 | 8.5108 | 8.5468 | 8.5821 | 8.6151 | 8.6458 | 8.6745 | 8.7013 | 8.7263 | 8.7497 | 8.7714 | 8.7917 | 8.8107 | 8.8287 | 8.8448 | 8.8594 | 8.8725 | 8.8843
Gen_BB017 | MW | SEPD | Steady Progression | Taynuilt | 0 | 0 | 0 | 0 | 0 | 0 | 0 | 0 | 0 | 0 | 0 | 0 | 0 | 0 | 0 | 0 | 0 | 0 | 0 | 0 | 0 | 0 | 0 | 0 | 0 | 0 | 0 | 0 | 0 | 0 | 0 | 0
Gen_BB018 | MW | SEPD | Steady Progression | Taynuilt | 122.1444 | 125.2984 | 132.5484 | 132.6234 | 132.7217 | 133.1234 | 133.148 | 133.2652 | 133.3805 | 133.4004 | 133.5129 | 133.5318 | 133.6414 | 133.752 | 133.7662 | 133.8758 | 133.89 | 133.9959 | 134.0091 | 134.1141 | 134.1254 | 134.1358 | 134.2407 | 134.2502 | 134.3541 | 134.3627 | 134.3702 | 134.4732 | 134.4799 | 134.5819 | 134.5876 | 134.5952
Hydrogen electrolysis | MW | SEPD | Steady Progression | Taynuilt | 0 | 0 | 0 | 0 | 0 | 0 | 0 | 0 | 0 | 0 | 0 | 0 | 0 | 0 | 0 | 0 | 0 | 0 | 0 | 0 | 0 | 0 | 0 | 0 | 0 | 0 | 0 | 0 | 0 | 0 | 0 | 0
Lct_BB001 | Number | SEPD | Steady Progression | Taynuilt | 59.2097 | 75.0983 | 107.1408 | 177.182 | 258.9253 | 368.9387 | 512.4229 | 673.0727 | 870.8737 | 1113.4416 | 1409.8321 | 1962.7306 | 2633.3782 | 3304.3894 | 3975.7582 | 4647.3729 | 5319.5138 | 6214.736 | 7313.0701 | 8479.4371 | 9684.7036 | 11018.5352 | 12326.5954 | 13561.2588 | 14693.816 | 15721.8173 | 16490.0015 | 16821.787 | 17153.7379 | 17472.7288 | 17798.3794 | 18106.0003
Lct_BB003 | Number | SEPD | Steady Progression | Taynuilt | 0 | 0 | 0 | 0 | 0 | 0 | 0 | 0.24048 | 0.47112 | 0.70845 | 0.9681 | 1.4031 | 1.8946 | 2.4612 | 3.1746 | 4.0601 | 5.1641 | 6.5016 | 8.1008 | 9.9478 | 12.0044 | 14.3727 | 16.8866 | 19.4574 | 21.9444 | 24.2862 | 26.358 | 28.1319 | 29.6463 | 30.8746 | 31.8642 | 32.6695
Lct_BB005 | Number | SEPD | Steady Progression | Taynuilt | 477.1495 | 519.9971 | 534.6357 | 560.3937 | 603.328 | 643.6512 | 684.7663 | 735.3616 | 748.3151 | 761.7233 | 786.1009 | 800.4988 | 943.0649 | 1085.1471 | 1227.1364 | 1369.4301 | 1511.9668 | 1714.8154 | 1916.6491 | 2117.8775 | 2318.0679 | 2517.6884 | 2933.0536 | 3348.7564 | 3765.081 | 4182.2234 | 4600.6415 | 4947.1643 | 5293.901 | 5639.0499 | 5984.8919 | 6331.8136
Lct_BB006 | Number | SEPD | Steady Progression | Taynuilt | 0 | 0 | 0.2755 | 0.5486 | 0.8186 | 1.0866 | 1.3514 | 3.2842 | 5.1902 | 6.7577 | 8.3022 | 9.8238 | 13.9391 | 18.0206 | 22.0691 | 26.0832 | 30.0638 | 32.0048 | 33.9205 | 35.8116 | 37.6777 | 39.5184 | 44.2132 | 48.8295 | 53.3664 | 57.8258 | 62.2048 | 70.7321 | 79.2594 | 87.7867 | 96.314 | 104.8413
Lct_BB007 | Number | SEPD | Steady Progression | Taynuilt | 18.6421 | 19.9654 | 19.6217 | 20.9384 | 22.1436 | 23.2853 | 24.4814 | 25.9844 | 26.2973 | 26.6724 | 27.4599 | 27.8995 | 33.3045 | 38.7096 | 44.1147 | 49.5198 | 54.9248 | 62.6259 | 70.2891 | 77.9143 | 85.5017 | 93.0512 | 108.8426 | 124.634 | 140.4253 | 156.2167 | 172.0081 | 185.0047 | 198.0012 | 210.9978 | 223.9944 | 236.991
Lct_BB008 | Number | SEPD | Steady Progression | Taynuilt | 0 | 0 | 0.03857 | 0.07676 | 0.11455 | 0.15197 | 0.18897 | 0.45822 | 0.72361 | 0.98517 | 1.2429 | 1.4967 | 2.1834 | 2.8644 | 3.5397 | 4.2095 | 4.8735 | 5.1974 | 5.5172 | 5.8327 | 6.144 | 6.4512 | 7.2344 | 8.0045 | 8.7615 | 9.5054 | 10.2361 | 11.6587 | 13.0812 | 14.5037 | 15.9262 | 17.3488
Lct_BB010b | MW | SEPD | Steady Progression | Taynuilt | 0.217 | 0.30157 | 0.40046 | 0.66481 | 0.94852 | 1.3322 | 1.8853 | 2.48 | 3.1761 | 3.9942 | 5.0707 | 7.2397 | 9.4619 | 11.6731 | 13.7352 | 15.7583 | 17.7284 | 21.0779 | 24.731 | 30.0443 | 37.1322 | 46.0815 | 52.6589 | 56.4579 | 59.1169 | 60.502 | 60.9216 | 61.231 | 61.5754 | 61.945 | 62.1984 | 62.645
Lct_BB011b | MW | SEPD | Steady Progression | Taynuilt | 0.06 | 0.0646 | 0.08581 | 0.11375 | 0.14208 | 0.1747 | 0.21469 | 0.255 | 0.30025 | 0.35266 | 0.41298 | 0.48265 | 0.57968 | 0.69229 | 0.82235 | 0.96883 | 1.1333 | 1.3221 | 1.5275 | 1.745 | 1.9696 | 2.1875 | 2.3981 | 2.5962 | 2.7749 | 2.9306 | 3.0638 | 3.1207 | 3.1766 | 3.2324 | 3.289 | 3.3433
Lct_BB012b | MW | SEPD | Steady Progression | Taynuilt | 1.1407 | 1.1425 | 1.1443 | 1.1522 | 1.1604 | 1.1717 | 1.1846 | 1.2003 | 1.2191 | 1.2415 | 1.2676 | 1.2984 | 1.3471 | 1.4041 | 1.4697 | 1.5436 | 1.6265 | 1.7225 | 1.826 | 1.9354 | 2.049 | 2.1544 | 2.2554 | 2.3488 | 2.4321 | 2.5042 | 2.574 | 2.5921 | 2.6068 | 2.6182 | 2.6265 | 2.6265
Lct_BB013b | MW | SEPD | Steady Progression | Taynuilt | 0 | 0.0023 | 0.00456 | 0.0083 | 0.00972 | 0.0116 | 0.0126 | 0.02286 | 0.03479 | 0.04865 | 0.06468 | 0.08309 | 0.11777 | 0.15825 | 0.20502 | 0.25828 | 0.31843 | 0.38768 | 0.46324 | 0.54357 | 0.62725 | 0.70763 | 0.78554 | 0.85896 | 0.92564 | 0.98454 | 1.0301 | 1.0505 | 1.0682 | 1.0836 | 1.097 | 1.0978
Lct_BB014 | Number | SEPD | Steady Progression | Taynuilt | 13.9184 | 14.0252 | 16.1823 | 18.6089 | 21.5207 | 24.8428 | 28.6528 | 28.7086 | 32.7132 | 37.3936 | 42.6657 | 48.6715 | 75.5248 | 86.8368 | 100.047 | 115.1467 | 132.5758 | 145.3741 | 159.7428 | 175.8394 | 193.841 | 214.1523 | 288.4738 | 319.6578 | 354.2874 | 393.4767 | 437.5128 | 503.2019 | 578.7753 | 665.5801 | 765.3226 | 879.9773
Other generation | MW | SEPD | Steady Progression | Taynuilt | 0 | 0 | 0 | 0 | 0 | 0 | 0 | 0 | 0 | 0 | 0 | 0 | 0 | 0 | 0 | 0 | 0 | 0 | 0 | 0 | 0 | 0 | 0 | 0 | 0 | 0 | 0 | 0 | 0 | 0 | 0 | 0
Srg_BB001 | MW | SEPD | Steady Progression | Taynuilt | 0 | 0.21247 | 0.24111 | 0.26999 | 0.29899 | 0.32774 | 0.36089 | 0.75778 | 0.79703 | 0.83871 | 0.88601 | 0.94802 | 1.0896 | 1.2357 | 1.3868 | 1.5459 | 1.733 | 1.7911 | 1.851 | 1.9113 | 1.9708 | 2.0331 | 2.2417 | 2.4526 | 2.6644 | 2.8789 | 3.0876 | 3.0924 | 3.0972 | 3.1011 | 3.1043 | 3.1081
Srg_BB002 | MW | SEPD | Steady Progression | Taynuilt | 0 | 0 | 0.001873 | 0.0037987 | 0.0057632 | 0.0077655 | 0.0098006 | 0.029372 | 0.039592 | 0.050304 | 0.06167 | 0.073845 | 0.076091 | 0.078266 | 0.080384 | 0.082459 | 0.084501 | 0.086507 | 0.088459 | 0.090404 | 0.092311 | 0.094205 | 0.1349 | 0.17668 | 0.21977 | 0.26415 | 0.30979 | 0.31468 | 0.31843 | 0.32211 | 0.32573 | 0.32928
Data centres (MW) | MW | SEPD | Steady Progression | Thurso | 0 | 0 | 0 | 0 | 0 | 0 | 0 | 0 | 0 | 0 | 0 | 0 | 0 | 0 | 0 | 0 | 0 | 0 | 0 | 0 | 0 | 0 | 0 | 0 | 0 | 0 | 0 | 0 | 0 | 0 | 0 | 0
Dem_BB001a | Number of homes (cumulative) | SEPD | Steady Progression | Thurso | 0 | 173.2794 | 270.7014 | 351.9022 | 427.1188 | 452.3096 | 470.8269 | 484.309 | 497.7407 | 511.2547 | 526.669 | 540.3167 | 546.3167 | 547.3167 | 547.3167 | 547.3167 | 547.3167 | 549.2627 | 551.3891 | 553.2627 | 554.9607 | 556.513 | 557.3739 | 558.0812 | 558.6507 | 559.1031 | 559.4738 | 559.7762 | 560.0213 | 560.1993 | 560.3176 | 560.3737
Dem_BB002b | Floorspace (m2) (cumulative) | SEPD | Steady Progression | Thurso | 0 | 8550 | 57553.3333 | 110455.7333 | 154076.5 | 214336.1833 | 287138.0292 | 345225.3708 | 405808.2083 | 451673.925 | 510372.975 | 545830.3583 | 575769.375 | 597873.025 | 619454.5125 | 632920.5042 | 641991 | 647832.6667 | 651941 | 653391 | 654341 | 654941 | 655441 | 655541 | 655541 | 655541 | 655541 | 655541 | 655541 | 655541 | 655541 | 655541
Domestic direct electric heating | Number | SEPD | Steady Progression | Thurso | 7981.2942 | 8000.0934 | 8010.6722 | 8019.4196 | 8027.6273 | 8030.3267 | 8032.3784 | 8033.7821 | 8035.1859 | 8036.6977 | 8038.3176 | 8027.5984 | 8019.3049 | 8011.455 | 8004.7502 | 7998.6944 | 7993.0998 | 7943.4247 | 7915.8791 | 7888.9502 | 7862.6325 | 7837.0366 | 7813.5191 | 7790.3273 | 7767.5018 | 7745.0423 | 7722.7209 | 7700.5394 | 7678.499 | 7656.6005 | 7634.8452 | 7613.2337
Gas: Hydrogen peaking | MW | SEPD | Steady Progression | Thurso | 0 | 0 | 0 | 0 | 0 | 0 | 0 | 0 | 0 | 0 | 0 | 0 | 0 | 0 | 0 | 0 | 0 | 0 | 0 | 0 | 0 | 0 | 0 | 0 | 0 | 0 | 0 | 0 | 0 | 0 | 0 | 0
Gen_BB001 | MW | SEPD | Steady Progression | Thurso | 10 | 10 | 10 | 10 | 10 | 10 | 10 | 10 | 10 | 10 | 10 | 10 | 10 | 10 | 10 | 10 | 10 | 10 | 10 | 10 | 10 | 10 | 10 | 10 | 10 | 10 | 10 | 10 | 10 | 0 | 0 | 0
Gen_BB004 | MW | SEPD | Steady Progression | Thurso | 0 | 0 | 0 | 0 | 0 | 0 | 0 | 0 | 0 | 0 | 0 | 0 | 0 | 0 | 0 | 0 | 0 | 0 | 0 | 0 | 0 | 0 | 0 | 0 | 0 | 0 | 0 | 0 | 0 | 0 | 0 | 0
Gen_BB005 | MW | SEPD | Steady Progression | Thurso | 0 | 0 | 0 | 0 | 0 | 0 | 0 | 0 | 0 | 0 | 0 | 0 | 0 | 0 | 0 | 0 | 0 | 0 | 0 | 0 | 0 | 0 | 0 | 0 | 0 | 0 | 0 | 0 | 0 | 0 | 0 | 0
Gen_BB006 | MW | SEPD | Steady Progression | Thurso | 0 | 0 | 0 | 0 | 0 | 0 | 0 | 0 | 0 | 0 | 0 | 0 | 0 | 0 | 0 | 0 | 0 | 0 | 0 | 0 | 0 | 0 | 0 | 0 | 0 | 0 | 0 | 0 | 0 | 0 | 0 | 0
Gen_BB008 | MW | SEPD | Steady Progression | Thurso | 0 | 0 | 0 | 0 | 0 | 0 | 0 | 0 | 0 | 0 | 0 | 0 | 0 | 0 | 0 | 0 | 0 | 0 | 0 | 0 | 0 | 0 | 0 | 0 | 0 | 0 | 0 | 0 | 0 | 0 | 0 | 0
Gen_BB010 | MW | SEPD | Steady Progression | Thurso | 3.5 | 3.5 | 3.5 | 3.5 | 3.5 | 3.5 | 3.5 | 3.5 | 3.5 | 3.5 | 3.5 | 3.5 | 3.5 | 3.5 | 3.5 | 3.5 | 3.5 | 3.5 | 3.5 | 3.5 | 3.5 | 3.5 | 3.5 | 3.5 | 3.5 | 3.5 | 3.5 | 3.5 | 3.5 | 3.5 | 3.5 | 3.5
Gen_BB011 | MW | SEPD | Steady Progression | Thurso | 0 | 0 | 0 | 0 | 0 | 0 | 0 | 0 | 0 | 0 | 0 | 0 | 0 | 0 | 0 | 0 | 0 | 0 | 0 | 0 | 0 | 0 | 0 | 0 | 0 | 0 | 0 | 0 | 0 | 0 | 0 | 0
Gen_BB012 | MW | SEPD | Steady Progression | Thurso | 0.17836 | 0.18275 | 0.18988 | 0.19585 | 0.20134 | 0.20585 | 0.20985 | 0.21566 | 0.22314 | 0.23277 | 0.24434 | 0.25781 | 0.27083 | 0.28347 | 0.29583 | 0.30797 | 0.31988 | 0.33147 | 0.34302 | 0.35435 | 0.36562 | 0.37687 | 0.38616 | 0.39517 | 0.40393 | 0.41246 | 0.42077 | 0.42715 | 0.4334 | 0.43954 | 0.44558 | 0.45152
Gen_BB013 | MW | SEPD | Steady Progression | Thurso | 2.8681 | 2.9013 | 2.937 | 2.9688 | 3.0001 | 3.0207 | 3.0388 | 3.0623 | 3.0919 | 3.153 | 3.2263 | 3.3113 | 3.3948 | 3.4779 | 3.5635 | 3.6507 | 3.7405 | 3.8325 | 3.9223 | 4.0138 | 4.1078 | 4.205 | 4.3004 | 4.397 | 4.4952 | 4.5949 | 4.6953 | 4.7844 | 4.874 | 4.9643 | 5.0554 | 5.1473
Gen_BB014 | MW | SEPD | Steady Progression | Thurso | 0 | 0 | 0 | 0 | 0 | 0 | 0 | 0 | 0 | 0 | 0 | 0 | 0 | 0 | 0 | 0 | 0 | 0 | 0 | 0 | 0 | 0 | 0 | 0 | 0 | 0 | 0 | 0 | 0 | 0 | 0 | 0
Gen_BB015 | MW | SEPD | Steady Progression | Thurso | 164.35 | 164.35 | 164.35 | 200.35 | 200.35 | 200.35 | 200.35 | 200.35 | 200.35 | 204.7705 | 205.3142 | 207.2059 | 208.2348 | 208.7623 | 211.8534 | 216.4423 | 218.828 | 219.3331 | 221.1547 | 223.3726 | 223.8591 | 224.3396 | 224.814 | 238.4573 | 238.9194 | 239.3753 | 247.3247 | 247.7765 | 248.2305 | 248.6868 | 254.1452 | 254.6059
Gen_BB016 | MW | SEPD | Steady Progression | Thurso | 12.8493 | 12.8493 | 13.7041 | 13.7095 | 13.7153 | 13.7218 | 13.7305 | 13.7428 | 13.7639 | 13.7989 | 13.8508 | 13.9122 | 13.9787 | 14.0444 | 14.1088 | 14.1723 | 14.2349 | 14.2963 | 14.3538 | 14.4073 | 14.4574 | 14.5041 | 14.5476 | 14.5884 | 14.6263 | 14.6616 | 14.6946 | 14.726 | 14.7541 | 14.7795 | 14.8023 | 14.8229
Gen_BB017 | MW | SEPD | Steady Progression | Thurso | 25.9 | 25.9 | 25.9 | 25.9 | 25.9 | 25.9 | 25.9 | 25.9 | 25.9 | 25.9 | 25.9 | 25.9 | 25.9 | 25.9 | 25.9 | 25.9 | 25.9 | 25.9 | 25.9 | 25.9 | 25.9 | 25.9 | 25.9 | 25.9 | 25.9 | 25.9 | 25.9 | 25.9 | 25.9 | 25.9 | 25.9 | 25.9
Gen_BB018 | MW | SEPD | Steady Progression | Thurso | 0.011 | 0.011 | 0.011 | 0.011 | 0.011 | 0.011 | 0.011 | 0.011 | 0.011 | 0.011 | 0.011 | 0.011 | 0.011 | 0.011 | 0.011 | 0.011 | 0.011 | 0.011 | 0.011 | 0.011 | 0.011 | 0.011 | 0.011 | 0.011 | 0.011 | 0.011 | 0.011 | 0.011 | 0.011 | 0.011 | 0.011 | 0.011
Hydrogen electrolysis | MW | SEPD | Steady Progression | Thurso | 0 | 0 | 0 | 0 | 0 | 0 | 0 | 0 | 0 | 0 | 0 | 0 | 0 | 0 | 0 | 0 | 0 | 0 | 0 | 0 | 0 | 0 | 0 | 0 | 0 | 0 | 0 | 0 | 0 | 0 | 0 | 0
Lct_BB001 | Number | SEPD | Steady Progression | Thurso | 95.1977 | 120.5714 | 170.6625 | 279.8029 | 406.1685 | 574.8938 | 793.2776 | 1035.1534 | 1330.1758 | 1689.5229 | 2125.024 | 2975.1536 | 3967.8352 | 4960.7032 | 5953.068 | 6945.9269 | 7938.8085 | 9314.1951 | 10941.3932 | 12663.8451 | 14437.3363 | 16395.3633 | 18306.3388 | 20099.97 | 21733.8961 | 23206.2158 | 24115.23 | 24576.1892 | 25036.8459 | 25477.7178 | 25928.2618 | 26358.2318
Lct_BB003 | Number | SEPD | Steady Progression | Thurso | 0 | 0 | 0 | 0 | 0 | 0 | 0 | 0 | 0 | 0 | 0 | 0 | 0 | 0 | 0 | 0 | 0 | 0 | 0 | 0 | 0 | 0 | 0 | 0 | 0 | 0 | 0 | 0 | 0 | 0 | 0 | 0
Lct_BB005 | Number | SEPD | Steady Progression | Thurso | 1387.5205 | 1415.6931 | 1428.5492 | 1441.2156 | 1461.4264 | 1481.6904 | 1502.3581 | 1528.4268 | 1534.3617 | 1549.1262 | 1579.9685 | 1597.2979 | 1800.3127 | 2003.8137 | 2208.0982 | 2412.7077 | 2618.0761 | 2910.7836 | 3202.3287 | 3493.0443 | 3782.9361 | 4071.9813 | 4673.2529 | 5275.1116 | 5878.1253 | 6482.2152 | 7088.5354 | 7590.7993 | 8095.5521 | 8602.939 | 9113.5047 | 9628.604
Lct_BB006 | Number | SEPD | Steady Progression | Thurso | 0 | 0 | 0.1302 | 0.259 | 0.3861 | 0.5119 | 0.6365 | 1.5554 | 2.4611 | 4.9437 | 7.3893 | 9.7977 | 16.3125 | 22.7753 | 29.1825 | 35.5368 | 41.8384 | 44.9119 | 47.9454 | 50.9393 | 53.8944 | 56.8086 | 64.2407 | 71.5481 | 78.7309 | 85.789 | 92.7234 | 106.2206 | 119.7178 | 133.215 | 146.7122 | 160.2094
Lct_BB007 | Number | SEPD | Steady Progression | Thurso | 9.6834 | 10.3708 | 10.1923 | 10.8761 | 11.5022 | 12.0953 | 12.7165 | 13.4972 | 13.6598 | 13.8546 | 14.2637 | 14.492 | 17.2996 | 20.1072 | 22.9149 | 25.7225 | 28.5301 | 32.5303 | 36.5108 | 40.4716 | 44.4128 | 48.3343 | 56.5369 | 64.7395 | 72.9421 | 81.1447 | 89.3473 | 96.0982 | 102.8491 | 109.6 | 116.3509 | 123.1018
Lct_BB008 | Number | SEPD | Steady Progression | Thurso | 0 | 0 | 0.02005 | 0.03988 | 0.0595 | 0.07893 | 0.09815 | 0.23802 | 0.37586 | 0.51172 | 0.64557 | 0.7774 | 1.1341 | 1.4878 | 1.8386 | 2.1865 | 2.5314 | 2.6997 | 2.8657 | 3.0296 | 3.1913 | 3.3509 | 3.7577 | 4.1578 | 4.551 | 4.9374 | 5.317 | 6.0559 | 6.7948 | 7.5337 | 8.2727 | 9.0116
Lct_BB010b | MW | SEPD | Steady Progression | Thurso | 0.648 | 0.73574 | 0.84749 | 1.1831 | 1.6608 | 2.3675 | 3.2585 | 4.2704 | 5.4493 | 6.7785 | 8.6465 | 12.3255 | 15.9323 | 19.3681 | 22.5518 | 25.8151 | 29.403 | 35.1968 | 41.304 | 51.3629 | 63.3855 | 73.9671 | 82.682 | 89.5776 | 94.5403 | 98.4169 | 99.4269 | 100.3719 | 101.2805 | 102.2409 | 103.1243 | 103.8565
Lct_BB011b | MW | SEPD | Steady Progression | Thurso | 0.229 | 0.24 | 0.27934 | 0.33415 | 0.38946 | 0.45425 | 0.52952 | 0.60736 | 0.69597 | 0.7975 | 0.91395 | 1.0479 | 1.237 | 1.4563 | 1.708 | 1.9924 | 2.3124 | 2.6787 | 3.0772 | 3.496 | 3.9288 | 4.3448 | 4.7476 | 5.1245 | 5.4623 | 5.7544 | 6.0026 | 6.0985 | 6.1921 | 6.2855 | 6.3806 | 6.472
Lct_BB012b | MW | SEPD | Steady Progression | Thurso | 1.593 | 1.602 | 1.6109 | 1.6375 | 1.6648 | 1.7004 | 1.7425 | 1.7876 | 1.8404 | 1.9022 | 1.974 | 2.0571 | 2.1851 | 2.3334 | 2.5032 | 2.6944 | 2.9078 | 3.1527 | 3.4166 | 3.6936 | 3.9791 | 4.2434 | 4.4942 | 4.7254 | 4.9296 | 5.1038 | 5.2753 | 5.3054 | 5.3274 | 5.3427 | 5.3539 | 5.3539
Lct_BB013b | MW | SEPD | Steady Progression | Thurso | 0.068 | 0.069 | 0.06991 | 0.07147 | 0.07205 | 0.07283 | 0.07325 | 0.07753 | 0.08251 | 0.08828 | 0.09497 | 0.10267 | 0.11716 | 0.13405 | 0.15359 | 0.17582 | 0.20094 | 0.22986 | 0.26139 | 0.29494 | 0.32988 | 0.36345 | 0.39598 | 0.42664 | 0.45449 | 0.47909 | 0.49812 | 0.50661 | 0.51401 | 0.52041 | 0.52603 | 0.52635
Lct_BB014 | Number | SEPD | Steady Progression | Thurso | 17.6911 | 17.8269 | 20.5687 | 23.653 | 27.3541 | 31.5767 | 36.4195 | 35.2051 | 40.116 | 45.8555 | 52.3206 | 59.6855 | 103.2331 | 118.6953 | 136.752 | 157.3914 | 181.2149 | 198.7087 | 218.3489 | 240.351 | 264.9571 | 292.7201 | 414.3098 | 459.0967 | 508.8322 | 565.1164 | 628.3616 | 722.7051 | 831.2446 | 955.9149 | 1099.1663 | 1263.8349
Other generation | MW | SEPD | Steady Progression | Thurso | 0 | 0 | 0 | 0 | 0 | 0 | 0 | 0 | 0 | 0 | 0 | 0 | 0 | 0 | 0 | 0 | 0 | 0 | 0 | 0 | 0 | 0 | 0 | 0 | 0 | 0 | 0 | 0 | 0 | 0 | 0 | 0
Srg_BB001 | MW | SEPD | Steady Progression | Thurso | 0 | 0.20015 | 0.30447 | 0.43075 | 0.55856 | 0.68298 | 0.86865 | 1.9817 | 2.2527 | 2.5207 | 2.8202 | 3.2596 | 3.4204 | 3.5808 | 3.7427 | 3.9341 | 4.3291 | 4.5855 | 4.8573 | 5.1326 | 5.3998 | 5.6893 | 5.9568 | 6.2482 | 6.547 | 6.8699 | 7.1424 | 7.1859 | 7.2284 | 7.2624 | 7.2916 | 7.325
Srg_BB002 | MW | SEPD | Steady Progression | Thurso | 0 | 0 | 0.0028581 | 0.0057915 | 0.0087794 | 0.011821 | 0.014908 | 0.044553 | 0.059998 | 0.076209 | 0.09343 | 0.11191 | 0.11532 | 0.11863 | 0.12186 | 0.12502 | 0.12814 | 0.13121 | 0.13419 | 0.13717 | 0.1401 | 0.143 | 0.20549 | 0.26967 | 0.33592 | 0.40419 | 0.47444 | 0.48197 | 0.48775 | 0.49342 | 0.499 | 0.50448
Data centres (MW) | MW | SEPD | Steady Progression | Tummel Bridge | 0 | 0 | 0 | 0 | 0 | 0 | 0 | 0 | 0 | 0 | 0 | 0 | 0 | 0 | 0 | 0 | 0 | 0 | 0 | 0 | 0 | 0 | 0 | 0 | 0 | 0 | 0 | 0 | 0 | 0 | 0 | 0
Dem_BB001a | Number of homes (cumulative) | SEPD | Steady Progression | Tummel Bridge | 0 | 10 | 31 | 60 | 97 | 136 | 175 | 216 | 251 | 285 | 318 | 353 | 371 | 386 | 399 | 412 | 422 | 429.6234 | 437.3045 | 442.9047 | 446.4486 | 449.0027 | 449.3099 | 449.5624 | 449.7656 | 449.9271 | 450.0594 | 450.1673 | 450.2548 | 450.3183 | 450.3606 | 450.3806
Dem_BB002b | Floorspace (m2) (cumulative) | SEPD | Steady Progression | Tummel Bridge | 0 | 0 | 3500 | 6650 | 10050 | 13700 | 17600 | 21750 | 26150 | 30800 | 35700 | 40850 | 43000 | 44750 | 46250 | 47500 | 48500 | 49250 | 49750 | 50000 | 50000 | 50000 | 50000 | 50000 | 50000 | 50000 | 50000 | 50000 | 50000 | 50000 | 50000 | 50000
Domestic direct electric heating | Number | SEPD | Steady Progression | Tummel Bridge | 1540.6384 | 1541.7134 | 1543.9841 | 1547.1163 | 1551.1124 | 1555.3245 | 1559.5366 | 1563.9647 | 1567.7448 | 1571.4169 | 1574.9809 | 1564.4666 | 1556.9294 | 1549.6829 | 1542.6086 | 1535.8201 | 1529.4656 | 1524.9232 | 1519.1757 | 1513.3547 | 1507.5759 | 1501.8375 | 1496.3893 | 1490.9746 | 1485.5992 | 1480.4912 | 1475.4211 | 1470.3887 | 1465.3941 | 1460.437 | 1455.5174 | 1450.6354
Gas: Hydrogen peaking | MW | SEPD | Steady Progression | Tummel Bridge | 0 | 0 | 0 | 0 | 0 | 0 | 0 | 0 | 0 | 0 | 0 | 0 | 0 | 0 | 0 | 0 | 0 | 0 | 0 | 0 | 0 | 0 | 0 | 0 | 0 | 0 | 0 | 0 | 0 | 0 | 0 | 0
Gen_BB001 | MW | SEPD | Steady Progression | Tummel Bridge | 0 | 0 | 0 | 0 | 0 | 0 | 0 | 0 | 0 | 0 | 0 | 0 | 0 | 0 | 0 | 0 | 0 | 0 | 0 | 0 | 0 | 0 | 0 | 0 | 0 | 0 | 0 | 0 | 0 | 0 | 0 | 0
Gen_BB004 | MW | SEPD | Steady Progression | Tummel Bridge | 0 | 0 | 0 | 0 | 0 | 0 | 0 | 0 | 0 | 0 | 0 | 0 | 0 | 0 | 0 | 0 | 0 | 0 | 0 | 0 | 0 | 0 | 0 | 0 | 0 | 0 | 0 | 0 | 0 | 0 | 0 | 0
Gen_BB005 | MW | SEPD | Steady Progression | Tummel Bridge | 0 | 0 | 0 | 0 | 0 | 0 | 0 | 0 | 0 | 0 | 0 | 0 | 0 | 0 | 0 | 0 | 0 | 0 | 0 | 0 | 0 | 0 | 0 | 0 | 0 | 0 | 0 | 0 | 0 | 0 | 0 | 0
Gen_BB006 | MW | SEPD | Steady Progression | Tummel Bridge | 0 | 0 | 0 | 0 | 0 | 0 | 0 | 0 | 0 | 0 | 0 | 0 | 0 | 0 | 0 | 0 | 0 | 0 | 0 | 0 | 0 | 0 | 0 | 0 | 0 | 0 | 0 | 0 | 0 | 0 | 0 | 0
Gen_BB008 | MW | SEPD | Steady Progression | Tummel Bridge | 0 | 0 | 0 | 0 | 0 | 0 | 0 | 0 | 0 | 0 | 0 | 0 | 0 | 0 | 0 | 0 | 0 | 0 | 0 | 0 | 0 | 0 | 0 | 0 | 0 | 0 | 0 | 0 | 0 | 0 | 0 | 0
Gen_BB010 | MW | SEPD | Steady Progression | Tummel Bridge | 0 | 0 | 0 | 0 | 0 | 0 | 0 | 0 | 0 | 0 | 0 | 0 | 0 | 0 | 0 | 0 | 0 | 0 | 0 | 0 | 0 | 0 | 0 | 0 | 0 | 0 | 0 | 0 | 0 | 0 | 0 | 0
Gen_BB011 | MW | SEPD | Steady Progression | Tummel Bridge | 0 | 0 | 0 | 0 | 0 | 0 | 0 | 0 | 0 | 0 | 0 | 0 | 0 | 0 | 0 | 0 | 0 | 0 | 0 | 0 | 0 | 0 | 0 | 0 | 0 | 0 | 0 | 0 | 0 | 0 | 0 | 0
Gen_BB012 | MW | SEPD | Steady Progression | Tummel Bridge | 0.0305 | 0.032309 | 0.035221 | 0.037638 | 0.039842 | 0.041642 | 0.043225 | 0.045514 | 0.048428 | 0.052096 | 0.056425 | 0.061366 | 0.06604 | 0.070498 | 0.074777 | 0.078913 | 0.082904 | 0.086735 | 0.0905 | 0.094146 | 0.097728 | 0.10126 | 0.10415 | 0.10692 | 0.10958 | 0.11215 | 0.11463 | 0.11652 | 0.11837 | 0.12017 | 0.12193 | 0.12366
Gen_BB013 | MW | SEPD | Steady Progression | Tummel Bridge | 1.1847 | 1.1883 | 1.1946 | 1.2021 | 1.2114 | 1.2214 | 1.232 | 1.2446 | 1.2573 | 1.2783 | 1.3021 | 1.3294 | 1.3519 | 1.3753 | 1.3993 | 1.4244 | 1.4495 | 1.4738 | 1.4979 | 1.5217 | 1.5458 | 1.57 | 1.5933 | 1.6167 | 1.6403 | 1.6652 | 1.6903 | 1.7132 | 1.7362 | 1.7596 | 1.7832 | 1.807
Gen_BB014 | MW | SEPD | Steady Progression | Tummel Bridge | 0 | 0 | 0 | 0 | 0 | 0 | 0 | 0 | 0 | 0 | 0 | 0 | 0 | 0 | 0 | 0 | 0 | 0 | 0 | 0 | 0 | 0 | 0 | 0 | 0 | 0 | 0 | 0 | 0 | 0 | 0 | 0
Gen_BB015 | MW | SEPD | Steady Progression | Tummel Bridge | 0 | 0 | 0 | 0 | 0 | 0 | 0 | 0 | 0 | 1.1472 | 1.2884 | 1.7793 | 2.0463 | 2.1832 | 2.9855 | 4.1764 | 4.309 | 4.4401 | 4.5696 | 4.6975 | 4.8238 | 4.9485 | 5.0716 | 5.1932 | 5.3131 | 5.4314 | 5.548 | 5.6653 | 5.7831 | 5.9015 | 6.0205 | 6.1401
Gen_BB016 | MW | SEPD | Steady Progression | Tummel Bridge | 0.8718 | 0.8718 | 0.87303 | 0.87444 | 0.87595 | 0.87764 | 0.87988 | 0.8831 | 0.88856 | 0.89765 | 0.91112 | 0.92706 | 0.94431 | 0.96135 | 0.97808 | 0.99455 | 1.0108 | 1.0267 | 1.0417 | 1.0555 | 1.0686 | 1.0807 | 1.092 | 1.1025 | 1.1124 | 1.1215 | 1.1301 | 1.1383 | 1.1455 | 1.1521 | 1.1581 | 1.1634
Gen_BB017 | MW | SEPD | Steady Progression | Tummel Bridge | 0 | 0 | 0 | 0 | 0 | 0 | 0 | 0 | 0 | 0 | 0 | 0 | 0 | 0 | 0 | 0 | 0 | 0 | 0 | 0 | 0 | 0 | 0 | 0 | 0 | 0 | 0 | 0 | 0 | 0 | 0 | 0
Gen_BB018 | MW | SEPD | Steady Progression | Tummel Bridge | 68.0844 | 68.0844 | 68.0844 | 68.0844 | 68.1066 | 68.1973 | 68.2029 | 68.2294 | 68.2554 | 68.2599 | 68.2853 | 68.2896 | 68.3143 | 68.3393 | 68.3425 | 68.3673 | 68.3705 | 68.3944 | 68.3974 | 68.4211 | 68.4237 | 68.426 | 68.4497 | 68.4518 | 68.4753 | 68.4773 | 68.479 | 68.5022 | 68.5037 | 68.5268 | 68.5281 | 68.5298
Hydrogen electrolysis | MW | SEPD | Steady Progression | Tummel Bridge | 0 | 0 | 0 | 0 | 0 | 0 | 0 | 0 | 0 | 0 | 0 | 0 | 0 | 0 | 0 | 0 | 0 | 0 | 0 | 0 | 0 | 0 | 0 | 0 | 0 | 0 | 0 | 0 | 0 | 0 | 0 | 0
Lct_BB001 | Number | SEPD | Steady Progression | Tummel Bridge | 28.192 | 35.6476 | 51.1854 | 84.6676 | 123.5137 | 175.7966 | 243.7319 | 319.5409 | 412.4938 | 526.4012 | 665.1776 | 927.5976 | 1237.8018 | 1548.2653 | 1859.1993 | 2170.5025 | 2482.1709 | 2902.5256 | 3413.1272 | 3955.0351 | 4514.6252 | 5133.5458 | 5740.0215 | 6312.1911 | 6836.945 | 7313.3287 | 7651.2242 | 7809.4498 | 7968.2454 | 8121.4573 | 8278.2428 | 8427.8316
Lct_BB003 | Number | SEPD | Steady Progression | Tummel Bridge | 0 | 0 | 0 | 0 | 0 | 0 | 0 | 0 | 0 | 0 | 0 | 0 | 0.13892 | 0.29475 | 0.49974 | 0.76559 | 1.109 | 1.5412 | 2.076 | 2.716 | 3.4543 | 4.3233 | 5.276 | 6.2823 | 7.292 | 8.2777 | 9.1891 | 10.0079 | 10.7404 | 11.3712 | 11.9131 | 12.3827
Lct_BB005 | Number | SEPD | Steady Progression | Tummel Bridge | 146.9372 | 154.3009 | 157.0386 | 161.5827 | 169.212 | 176.8752 | 184.985 | 194.9553 | 198.2341 | 202.7499 | 210.5999 | 215.9469 | 258.2965 | 300.8489 | 343.4452 | 386.2908 | 429.1796 | 489.5747 | 549.7403 | 609.6357 | 669.3443 | 728.8203 | 851.6869 | 974.6603 | 1097.8765 | 1221.5551 | 1345.5896 | 1448.601 | 1552.0514 | 1656.1571 | 1760.902 | 1864.637
Lct_BB006 | Number | SEPD | Steady Progression | Tummel Bridge | 0 | 0 | 0.1332 | 0.2652 | 0.3956 | 0.5241 | 0.6514 | 1.5901 | 2.5159 | 4.6064 | 6.6669 | 8.6965 | 14.1857 | 19.6303 | 25.0293 | 30.3844 | 35.6936 | 38.2829 | 40.8379 | 43.3603 | 45.8495 | 48.3055 | 54.5668 | 60.7227 | 66.7744 | 72.7214 | 78.5647 | 89.9367 | 101.3087 | 112.6807 | 124.0527 | 135.4247
Lct_BB007 | Number | SEPD | Steady Progression | Tummel Bridge | 16.9706 | 18.1752 | 17.8624 | 19.0609 | 20.1581 | 21.1975 | 22.2863 | 23.6545 | 23.9393 | 24.2808 | 24.9977 | 25.3978 | 30.3183 | 35.2387 | 40.1592 | 45.0796 | 50 | 57.0106 | 63.9867 | 70.9282 | 77.8353 | 84.7078 | 99.0833 | 113.4587 | 127.8341 | 142.2096 | 156.585 | 168.4162 | 180.2475 | 192.0787 | 203.9099 | 215.7412
Lct_BB008 | Number | SEPD | Steady Progression | Tummel Bridge | 0 | 0 | 0.03513 | 0.06988 | 0.10431 | 0.13837 | 0.17207 | 0.41717 | 0.65877 | 0.8969 | 1.1315 | 1.3625 | 1.9876 | 2.6076 | 3.2223 | 3.832 | 4.4365 | 4.7314 | 5.0224 | 5.3097 | 5.5931 | 5.8727 | 6.5857 | 7.2868 | 7.9759 | 8.6531 | 9.3183 | 10.6133 | 11.9083 | 13.2033 | 14.4983 | 15.7933
Lct_BB010b | MW | SEPD | Steady Progression | Tummel Bridge | 0.189 | 0.21343 | 0.25204 | 0.36009 | 0.48823 | 0.68362 | 0.9394 | 1.2352 | 1.5489 | 1.969 | 2.4048 | 3.44 | 4.5223 | 5.5761 | 6.523 | 7.4779 | 8.4224 | 10.0114 | 11.7393 | 14.4916 | 17.6839 | 21.5647 | 24.2506 | 26.2885 | 27.6777 | 28.6785 | 28.9377 | 29.2863 | 29.5355 | 29.8785 | 30.0353 | 30.2187
Lct_BB011b | MW | SEPD | Steady Progression | Tummel Bridge | 0.05 | 0.0513 | 0.063 | 0.07751 | 0.09219 | 0.10892 | 0.12918 | 0.1496 | 0.17283 | 0.1998 | 0.23065 | 0.26585 | 0.3155 | 0.37321 | 0.43906 | 0.51418 | 0.5991 | 0.6955 | 0.80041 | 0.91246 | 1.0281 | 1.141 | 1.2507 | 1.354 | 1.4481 | 1.5308 | 1.6029 | 1.6366 | 1.6699 | 1.7032 | 1.7368 | 1.7694
Lct_BB012b | MW | SEPD | Steady Progression | Tummel Bridge | 0.926 | 0.9288 | 0.93153 | 0.94171 | 0.95185 | 0.96507 | 0.98077 | 0.99932 | 1.0215 | 1.0474 | 1.078 | 1.114 | 1.1701 | 1.2353 | 1.3105 | 1.3959 | 1.4918 | 1.602 | 1.7213 | 1.8478 | 1.9787 | 2.1008 | 2.2176 | 2.3261 | 2.4235 | 2.5074 | 2.5893 | 2.6092 | 2.625 | 2.637 | 2.6458 | 2.6458
Lct_BB013b | MW | SEPD | Steady Progression | Tummel Bridge | 0 | 0.0003 | 0.00064 | 0.00117 | 0.00137 | 0.00164 | 0.00178 | 0.00322 | 0.0049 | 0.00685 | 0.0091 | 0.01169 | 0.01657 | 0.02225 | 0.02882 | 0.0363 | 0.04474 | 0.05447 | 0.06508 | 0.07636 | 0.08811 | 0.0994 | 0.11034 | 0.12065 | 0.13002 | 0.13829 | 0.14469 | 0.14755 | 0.15004 | 0.15219 | 0.15407 | 0.15418
Lct_BB014 | Number | SEPD | Steady Progression | Tummel Bridge | 4.3956 | 4.4293 | 5.1105 | 5.8769 | 6.7965 | 7.8456 | 9.0489 | 8.1005 | 9.2305 | 10.5511 | 12.0387 | 13.7333 | 21.3658 | 24.566 | 28.3031 | 32.5748 | 37.5054 | 41.126 | 45.1909 | 49.7446 | 54.8372 | 60.5833 | 87.042 | 96.4512 | 106.9001 | 118.7248 | 132.0119 | 151.8325 | 174.6354 | 200.8273 | 230.9228 | 265.5179
Other generation | MW | SEPD | Steady Progression | Tummel Bridge | 0 | 0 | 0 | 0 | 0 | 0 | 0 | 0 | 0 | 0 | 0 | 0 | 0 | 0 | 0 | 0 | 0 | 0 | 0 | 0 | 0 | 0 | 0 | 0 | 0 | 0 | 0 | 0 | 0 | 0 | 0 | 0
Srg_BB001 | MW | SEPD | Steady Progression | Tummel Bridge | 0 | 0.15261 | 0.16787 | 0.18313 | 0.19839 | 0.21365 | 0.22891 | 0.59328 | 0.72856 | 0.86564 | 1.0039 | 1.1461 | 1.8497 | 2.5569 | 3.2679 | 3.984 | 4.7137 | 5.3818 | 6.0511 | 6.7209 | 7.3908 | 8.0627 | 8.876 | 9.6906 | 10.5058 | 11.3227 | 12.1363 | 12.2788 | 12.4212 | 12.5632 | 12.7048 | 12.8467
Srg_BB002 | MW | SEPD | Steady Progression | Tummel Bridge | 0 | 0 | 0.0011712 | 0.0023683 | 0.003583 | 0.0048156 | 0.0060634 | 0.017995 | 0.024179 | 0.030614 | 0.037381 | 0.044559 | 0.045871 | 0.04713 | 0.048347 | 0.049529 | 0.050684 | 0.05181 | 0.052898 | 0.053976 | 0.055025 | 0.056061 | 0.078206 | 0.10083 | 0.12405 | 0.14787 | 0.17225 | 0.17485 | 0.17684 | 0.17879 | 0.1807 | 0.18257
Data centres (MW) | MW | SEPD | Steady Progression | Willowdale | 0 | 0 | 0 | 0 | 0 | 0 | 0 | 0 | 0 | 0 | 0 | 0 | 0 | 0 | 0 | 0 | 0 | 0 | 0 | 0 | 0 | 0 | 0 | 0 | 0 | 0 | 0 | 0 | 0 | 0 | 0 | 0
Dem_BB001a | Number of homes (cumulative) | SEPD | Steady Progression | Willowdale | 0 | 150.7942 | 287.9148 | 460.5292 | 539.1796 | 589.7713 | 663.4801 | 730.1748 | 796.7138 | 867.5077 | 928.9925 | 971.1959 | 997.0796 | 1015.0796 | 1031.0796 | 1047.0796 | 1060.0796 | 1070.9943 | 1082.0864 | 1089.9298 | 1093.6005 | 1095.0105 | 1095.7926 | 1096.435 | 1096.9523 | 1097.3632 | 1097.7 | 1097.9747 | 1098.1973 | 1098.359 | 1098.4665 | 1098.5174
Dem_BB002b | Floorspace (m2) (cumulative) | SEPD | Steady Progression | Willowdale | 0 | 0 | 0 | 0 | 0 | 0 | 0 | 0 | 0 | 0 | 0 | 0 | 0 | 0 | 0 | 0 | 0 | 0 | 0 | 0 | 0 | 0 | 0 | 0 | 0 | 0 | 0 | 0 | 0 | 0 | 0 | 0
Domestic direct electric heating | Number | SEPD | Steady Progression | Willowdale | 2651.8176 | 2668.0149 | 2682.9198 | 2701.4963 | 2709.9196 | 2715.319 | 2723.2029 | 2730.3308 | 2737.4587 | 2745.0187 | 2751.6066 | 2722.3446 | 2702.8108 | 2683.9088 | 2665.8716 | 2648.5599 | 2633.5399 | 2623.5105 | 2610.2411 | 2597.1912 | 2584.1245 | 2571.038 | 2559.7074 | 2548.7983 | 2538.0924 | 2527.7025 | 2517.4 | 2507.1853 | 2497.0586 | 2487.02 | 2477.0697 | 2467.2081
Gas: Hydrogen peaking | MW | SEPD | Steady Progression | Willowdale | 0 | 0 | 0 | 0 | 0 | 0 | 0 | 0 | 0 | 0 | 0 | 0 | 0 | 0 | 0 | 0 | 0 | 0 | 0 | 0 | 0 | 0 | 0 | 0 | 0 | 0 | 0 | 0 | 0 | 0 | 0 | 0
Gen_BB001 | MW | SEPD | Steady Progression | Willowdale | 1.99 | 1.99 | 1.99 | 1.99 | 1.99 | 1.99 | 1.99 | 1.99 | 1.99 | 1.99 | 1.99 | 1.99 | 1.99 | 1.99 | 1.99 | 1.99 | 1.99 | 1.99 | 1.99 | 1.99 | 1.99 | 1.99 | 1.99 | 1.99 | 1.99 | 1.99 | 1.99 | 1.99 | 1.99 | 1.99 | 1.99 | 1.99
Gen_BB004 | MW | SEPD | Steady Progression | Willowdale | 0 | 0 | 0 | 0 | 0 | 0 | 0 | 0 | 0 | 0 | 0 | 0 | 0 | 0 | 0 | 0 | 0 | 0 | 0 | 0 | 0 | 0 | 0 | 0 | 0 | 0 | 0 | 0 | 0 | 0 | 0 | 0
Gen_BB005 | MW | SEPD | Steady Progression | Willowdale | 0 | 0 | 0 | 0 | 0 | 0 | 0 | 0 | 0 | 0 | 0 | 0 | 0 | 0 | 0 | 0 | 0 | 0 | 0 | 0 | 0 | 0 | 0 | 0 | 0 | 0 | 0 | 0 | 0 | 0 | 0 | 0
Gen_BB006 | MW | SEPD | Steady Progression | Willowdale | 0 | 0 | 0 | 0 | 0 | 0 | 0 | 0 | 0 | 0 | 0 | 0 | 0 | 0 | 0 | 0 | 0 | 0 | 0 | 0 | 0 | 0 | 0 | 0 | 0 | 0 | 0 | 0 | 0 | 0 | 0 | 0
Gen_BB008 | MW | SEPD | Steady Progression | Willowdale | 0 | 0 | 0 | 0 | 0 | 0 | 0 | 0 | 0 | 0 | 0 | 0 | 0 | 0 | 0 | 0 | 0 | 0 | 0 | 0 | 0 | 0 | 0 | 0 | 0 | 0 | 0 | 0 | 0 | 0 | 0 | 0
Gen_BB010 | MW | SEPD | Steady Progression | Willowdale | 0 | 0 | 0 | 0 | 0 | 0 | 0 | 0 | 0 | 0 | 0 | 0 | 0 | 0 | 0 | 0 | 0 | 0 | 0 | 0 | 0 | 0 | 0 | 0 | 0 | 0 | 0 | 0 | 0 | 0 | 0 | 0
Gen_BB011 | MW | SEPD | Steady Progression | Willowdale | 0 | 0 | 0 | 0 | 0 | 0 | 0 | 0 | 0 | 0 | 0 | 0 | 0 | 0 | 0 | 0 | 0 | 0 | 0 | 0 | 0 | 0 | 0 | 0 | 0 | 0 | 0 | 0 | 0 | 0 | 0 | 0
Gen_BB012 | MW | SEPD | Steady Progression | Willowdale | 0.31816 | 0.31834 | 0.3187 | 0.31908 | 0.31948 | 0.31986 | 0.32022 | 0.3208 | 0.32164 | 0.32307 | 0.32507 | 0.32776 | 0.33072 | 0.3339 | 0.33729 | 0.34087 | 0.34461 | 0.34845 | 0.35247 | 0.35658 | 0.36083 | 0.36523 | 0.36898 | 0.37272 | 0.37646 | 0.38019 | 0.3839 | 0.3868 | 0.38968 | 0.39254 | 0.39538 | 0.39821
Gen_BB013 | MW | SEPD | Steady Progression | Willowdale | 0.10454 | 0.13277 | 0.17022 | 0.21264 | 0.24165 | 0.26436 | 0.29159 | 0.32381 | 0.36222 | 0.42297 | 0.49117 | 0.56395 | 0.63436 | 0.70585 | 0.77966 | 0.85602 | 0.93462 | 1.0139 | 1.0918 | 1.1704 | 1.2493 | 1.3285 | 1.4076 | 1.4888 | 1.5711 | 1.6552 | 1.7401 | 1.8167 | 1.8942 | 1.9725 | 2.0516 | 2.1316
Gen_BB014 | MW | SEPD | Steady Progression | Willowdale | 0 | 0 | 0 | 0 | 0 | 0 | 0 | 0 | 0 | 0 | 0 | 0 | 0 | 0 | 0 | 0 | 0 | 0 | 0 | 0 | 0 | 0 | 0 | 0 | 0 | 0 | 0 | 0 | 0 | 0 | 0 | 0
Gen_BB015 | MW | SEPD | Steady Progression | Willowdale | 0 | 0 | 0 | 0 | 0 | 0 | 0 | 0 | 0 | 0 | 0 | 0 | 0 | 0 | 0 | 0 | 0 | 0 | 0 | 0 | 0 | 0 | 0 | 0 | 0 | 0 | 0 | 0 | 0 | 0 | 0 | 0
Gen_BB016 | MW | SEPD | Steady Progression | Willowdale | 0 | 0 | 0 | 0 | 0 | 0 | 0 | 0 | 0 | 0 | 0 | 0 | 0 | 0 | 0 | 0 | 0 | 0 | 0 | 0 | 0 | 0 | 0 | 0 | 0 | 0 | 0 | 0 | 0 | 0 | 0 | 0
Gen_BB017 | MW | SEPD | Steady Progression | Willowdale | 0 | 0 | 0 | 0 | 0 | 0 | 0 | 0 | 0 | 0 | 0 | 0 | 0 | 0 | 0 | 0 | 0 | 0 | 0 | 0 | 0 | 0 | 0 | 0 | 0 | 0 | 0 | 0 | 0 | 0 | 0 | 0
Gen_BB018 | MW | SEPD | Steady Progression | Willowdale | 0.285 | 0.285 | 0.285 | 0.285 | 0.28542 | 0.28715 | 0.28726 | 0.28776 | 0.28826 | 0.28834 | 0.28882 | 0.28891 | 0.28938 | 0.28985 | 0.28991 | 0.29039 | 0.29045 | 0.2909 | 0.29096 | 0.29141 | 0.29146 | 0.2915 | 0.29195 | 0.29199 | 0.29244 | 0.29248 | 0.29251 | 0.29295 | 0.29298 | 0.29342 | 0.29345 | 0.29348
Hydrogen electrolysis | MW | SEPD | Steady Progression | Willowdale | 0 | 0 | 0 | 0 | 0 | 0 | 0 | 0 | 0 | 0 | 0 | 0 | 0 | 0 | 0 | 0 | 0 | 0 | 0 | 0 | 0 | 0 | 0 | 0 | 0 | 0 | 0 | 0 | 0 | 0 | 0 | 0
Lct_BB001 | Number | SEPD | Steady Progression | Willowdale | 43.4975 | 56.5141 | 83.6402 | 145.0577 | 221.8512 | 329.9536 | 476.6532 | 650.8574 | 873.8284 | 1158.1255 | 1518.3302 | 2046.3327 | 2753.8421 | 3462.348 | 4171.8999 | 4882.6001 | 5594.6047 | 6382.4992 | 7573.9048 | 8856.9713 | 10202.9529 | 11707.6869 | 13210.6806 | 14660.5411 | 16022.9438 | 17292.4885 | 18858.8906 | 19294.5319 | 19731.0898 | 20152.4252 | 20580.3946 | 20967.3921
Lct_BB003 | Number | SEPD | Steady Progression | Willowdale | 0 | 0 | 0 | 0.21271 | 0.46125 | 0.75614 | 1.1111 | 1.469 | 2.4504 | 3.524 | 4.8628 | 6.3357 | 8.1542 | 10.8295 | 14.2076 | 18.4152 | 23.6754 | 30.0727 | 37.7513 | 46.6638 | 56.6473 | 68.1814 | 80.5102 | 93.2233 | 105.6618 | 117.5334 | 128.2452 | 137.6587 | 145.9509 | 152.9948 | 159.0152 | 164.2715
Lct_BB005 | Number | SEPD | Steady Progression | Willowdale | 4.394 | 65.9172 | 83.3835 | 121.5766 | 181.5617 | 234.998 | 291.7756 | 359.7904 | 377.5697 | 385.3318 | 396.9397 | 404.2736 | 471.33 | 538.6871 | 606.5898 | 675.0587 | 743.9738 | 839.8467 | 935.3137 | 1030.5965 | 1125.6157 | 1220.3549 | 1414.8679 | 1610.0348 | 1805.7841 | 2001.9926 | 2193.7973 | 2352.773 | 2502.5787 | 2648.1824 | 2784.5303 | 2914.4947
Lct_BB006 | Number | SEPD | Steady Progression | Willowdale | 0 | 0 | 6.8784 | 13.6856 | 20.4256 | 27.0943 | 33.6934 | 81.7307 | 129.0798 | 149.9136 | 170.4386 | 190.6578 | 245.3551 | 299.6003 | 353.3939 | 406.7396 | 459.6353 | 485.4344 | 510.9005 | 536.0344 | 560.8329 | 585.2994 | 647.6889 | 709.0318 | 769.3286 | 828.5825 | 886.79 | 1000.1008 | 1113.4116 | 1226.7224 | 1340.0332 | 1453.344
Lct_BB007 | Number | SEPD | Steady Progression | Willowdale | 73.8866 | 79.1314 | 77.7693 | 82.9876 | 87.7645 | 92.2898 | 97.0302 | 102.9873 | 104.2273 | 105.714 | 108.8353 | 110.5774 | 132 | 153.4226 | 174.8452 | 196.2678 | 217.6904 | 248.213 | 278.5854 | 308.8076 | 338.8796 | 368.8014 | 431.3893 | 493.9771 | 556.565 | 619.1529 | 681.7407 | 733.2516 | 784.7626 | 836.2735 | 887.7845 | 939.2954
Lct_BB008 | Number | SEPD | Steady Progression | Willowdale | 0 | 0 | 0.15288 | 0.30421 | 0.45397 | 0.6022 | 0.74889 | 1.8161 | 2.8681 | 3.9047 | 4.9261 | 5.9321 | 8.6536 | 11.3527 | 14.0294 | 16.6837 | 19.3157 | 20.5995 | 21.8666 | 23.1171 | 24.3511 | 25.5685 | 28.6728 | 31.7251 | 34.7255 | 37.6738 | 40.57 | 46.208 | 51.846 | 57.4841 | 63.1221 | 68.7601
Lct_BB010b | MW | SEPD | Steady Progression | Willowdale | 0.084 | 0.11338 | 0.23351 | 0.41393 | 0.6405 | 0.92851 | 1.2952 | 1.6812 | 2.1268 | 2.6462 | 3.2062 | 4.2272 | 5.2666 | 6.3882 | 7.5974 | 8.8247 | 10.0699 | 11.7902 | 13.6696 | 15.6031 | 17.5716 | 19.8495 | 22.0865 | 24.213 | 26.2264 | 27.9832 | 28.8035 | 29.2291 | 29.6449 | 29.9585 | 30.4611 | 30.8489
Lct_BB011b | MW | SEPD | Steady Progression | Willowdale | 0.011 | 0.0247 | 0.0376 | 0.06713 | 0.09694 | 0.13275 | 0.17487 | 0.21746 | 0.26604 | 0.32183 | 0.38602 | 0.45975 | 0.56352 | 0.68386 | 0.82222 | 0.97882 | 1.1551 | 1.3571 | 1.5766 | 1.8089 | 2.0493 | 2.2828 | 2.509 | 2.7216 | 2.9135 | 3.0817 | 3.226 | 3.2903 | 3.3525 | 3.4145 | 3.4775 | 3.538
Lct_BB012b | MW | SEPD | Steady Progression | Willowdale | 0.561 | 0.5683 | 0.57547 | 0.5988 | 0.62244 | 0.6533 | 0.68928 | 0.73186 | 0.78188 | 0.84082 | 0.90985 | 0.99046 | 1.1154 | 1.261 | 1.4289 | 1.6192 | 1.8327 | 2.0793 | 2.3464 | 2.6287 | 2.9217 | 3.195 | 3.4566 | 3.7002 | 3.9178 | 4.106 | 4.2913 | 4.3336 | 4.3668 | 4.3916 | 4.4097 | 4.4097
Lct_BB013b | MW | SEPD | Steady Progression | Willowdale | 0 | 0 | 0 | 0 | 0 | 0 | 0 | 0 | 0 | 0 | 0 | 0 | 0 | 0 | 0 | 0 | 0 | 0 | 0 | 0 | 0 | 0 | 0 | 0 | 0 | 0 | 0 | 0 | 0 | 0 | 0 | 0
Lct_BB014 | Number | SEPD | Steady Progression | Willowdale | 159.5479 | 160.7724 | 185.4999 | 213.3155 | 246.6939 | 284.7757 | 328.4507 | 356.8624 | 406.6422 | 464.8221 | 530.3559 | 605.0113 | 828.2686 | 952.3259 | 1097.2 | 1262.7959 | 1453.9385 | 1594.2959 | 1751.8748 | 1928.4042 | 2125.8254 | 2348.5762 | 2852.3373 | 3160.675 | 3503.0816 | 3890.5728 | 4325.9878 | 4975.5005 | 5722.7464 | 6581.0452 | 7567.267 | 8700.9365
Other generation | MW | SEPD | Steady Progression | Willowdale | 0 | 0 | 0 | 0 | 0 | 0 | 0 | 0 | 0 | 0 | 0 | 0 | 0 | 0 | 0 | 0 | 0 | 0 | 0 | 0 | 0 | 0 | 0 | 0 | 0 | 0 | 0 | 0 | 0 | 0 | 0 | 0
Srg_BB001 | MW | SEPD | Steady Progression | Willowdale | 0 | 0.10917 | 0.12009 | 0.13101 | 0.14192 | 0.15284 | 0.16376 | 0.33843 | 0.34935 | 0.36027 | 0.37118 | 0.3821 | 0.45328 | 0.52708 | 0.6035 | 0.68254 | 0.7642 | 0.78058 | 0.79695 | 0.81333 | 0.8297 | 0.84608 | 0.94843 | 1.0508 | 1.1531 | 1.2555 | 1.3578 | 1.3578 | 1.3578 | 1.3578 | 1.3578 | 1.3578
Srg_BB002 | MW | SEPD | Steady Progression | Willowdale | 0 | 0 | 0.00013467 | 0.000289 | 0.00046129 | 0.00064929 | 0.00085149 | 0.0029514 | 0.0041515 | 0.0056141 | 0.0074174 | 0.0096509 | 0.010115 | 0.01061 | 0.011136 | 0.01169 | 0.012273 | 0.012879 | 0.013502 | 0.014152 | 0.014818 | 0.015507 | 0.030788 | 0.04694 | 0.064063 | 0.082152 | 0.1012 | 0.10328 | 0.1049 | 0.10652 | 0.10813 | 0.10973
Data centres (MW) | MW | SEPD | Steady Progression | Woodhill | 0 | 0 | 0 | 0 | 0 | 0 | 0 | 0 | 0 | 0 | 0 | 0 | 0 | 0 | 0 | 0 | 0 | 0 | 0 | 0 | 0 | 0 | 0 | 0 | 0 | 0 | 0 | 0 | 0 | 0 | 0 | 0
Dem_BB001a | Number of homes (cumulative) | SEPD | Steady Progression | Woodhill | 0 | 118.6998 | 346.7894 | 529.2743 | 622.8024 | 695.2601 | 767.8579 | 829.2931 | 890.4968 | 954.0794 | 1020.2027 | 1089.3712 | 1151.6008 | 1215.3338 | 1285.5932 | 1331.0647 | 1390.3065 | 1410.5957 | 1431.0971 | 1449.3011 | 1464.2986 | 1476.9861 | 1485.9221 | 1492.6909 | 1496.31 | 1497.8018 | 1498.2048 | 1498.5336 | 1498.8 | 1498.9936 | 1499.1222 | 1499.1831
Dem_BB002b | Floorspace (m2) (cumulative) | SEPD | Steady Progression | Woodhill | 0 | 37125 | 66825 | 93637.5 | 97762.5 | 101887.5 | 106012.5 | 109312.5 | 112612.5 | 115912.5 | 119212.5 | 122512.5 | 123750 | 123750 | 123750 | 123750 | 123750 | 123750 | 123750 | 123750 | 123750 | 123750 | 123750 | 123750 | 123750 | 123750 | 123750 | 123750 | 123750 | 123750 | 123750 | 123750
Domestic direct electric heating | Number | SEPD | Steady Progression | Woodhill | 953.6699 | 966.5262 | 991.2578 | 1011.0221 | 1021.1733 | 1029.0568 | 1036.9405 | 1043.6363 | 1050.1162 | 1057.028 | 1064.048 | 1070.5266 | 1069.5165 | 1069.5432 | 1070.8104 | 1070.9313 | 1071.2783 | 1074.0467 | 1075.0941 | 1076.4165 | 1077.8921 | 1079.4 | 1082.5577 | 1085.8686 | 1088.9776 | 1092.1144 | 1095.1658 | 1098.247 | 1101.358 | 1104.4987 | 1107.6693 | 1110.87
Gas: Hydrogen peaking | MW | SEPD | Steady Progression | Woodhill | 0 | 0 | 0 | 0 | 0 | 0 | 0 | 0 | 0 | 0 | 0 | 0 | 0 | 0 | 0 | 0 | 0 | 0 | 0 | 0 | 0 | 0 | 0 | 0 | 0 | 0 | 0 | 0 | 0 | 0 | 0 | 0
Gen_BB001 | MW | SEPD | Steady Progression | Woodhill | 2.494 | 2.494 | 2.494 | 2.494 | 2.494 | 2.494 | 2.494 | 2.494 | 2.494 | 2.494 | 2.494 | 2.494 | 2.494 | 2.494 | 2.494 | 2.494 | 2.494 | 2.494 | 2.494 | 2.494 | 2.494 | 2.494 | 2.494 | 2.494 | 2.494 | 2.494 | 2.494 | 2.494 | 2.494 | 2.494 | 2.494 | 2.494
Gen_BB004 | MW | SEPD | Steady Progression | Woodhill | 0 | 0 | 0 | 0 | 0 | 0 | 0 | 0 | 0 | 0 | 0 | 0 | 0 | 0 | 0 | 0 | 0 | 0 | 0 | 0 | 0 | 0 | 0 | 0 | 0 | 0 | 0 | 0 | 0 | 0 | 0 | 0
Gen_BB005 | MW | SEPD | Steady Progression | Woodhill | 0 | 0 | 0 | 0 | 0 | 0 | 0 | 0 | 0 | 0 | 0 | 0 | 0 | 0 | 0 | 0 | 0 | 0 | 0 | 0 | 0 | 0 | 0 | 0 | 0 | 0 | 0 | 0 | 0 | 0 | 0 | 0
Gen_BB006 | MW | SEPD | Steady Progression | Woodhill | 0 | 0 | 0 | 0 | 0 | 0 | 0 | 0 | 0 | 0 | 0 | 0 | 0 | 0 | 0 | 0 | 0 | 0 | 0 | 0 | 0 | 0 | 0 | 0 | 0 | 0 | 0 | 0 | 0 | 0 | 0 | 0
Gen_BB008 | MW | SEPD | Steady Progression | Woodhill | 0 | 0 | 0 | 0 | 0 | 0 | 0 | 0 | 0 | 0 | 0 | 0 | 0 | 0 | 0 | 0 | 0 | 0 | 0 | 0 | 0 | 0 | 0 | 0 | 0 | 0 | 0 | 0 | 0 | 0 | 0 | 0
Gen_BB010 | MW | SEPD | Steady Progression | Woodhill | 0 | 0 | 0 | 0 | 0 | 0 | 0 | 0 | 0 | 0 | 0 | 0 | 0 | 0 | 0 | 0 | 0 | 0 | 0 | 0 | 0 | 0 | 0 | 0 | 0 | 0 | 0 | 0 | 0 | 0 | 0 | 0
Gen_BB011 | MW | SEPD | Steady Progression | Woodhill | 0 | 0 | 0 | 0 | 0 | 0 | 0 | 0 | 0 | 0 | 0 | 0 | 0 | 0 | 0 | 0 | 0 | 0 | 0 | 0 | 0 | 0 | 0 | 0 | 0 | 0 | 0 | 0 | 0 | 0 | 0 | 0
Gen_BB012 | MW | SEPD | Steady Progression | Woodhill | 0.22307 | 0.22413 | 0.22594 | 0.22755 | 0.2291 | 0.23042 | 0.23163 | 0.23345 | 0.23591 | 0.23907 | 0.24304 | 0.24788 | 0.25276 | 0.25769 | 0.26266 | 0.2677 | 0.27278 | 0.27784 | 0.283 | 0.28816 | 0.29338 | 0.29869 | 0.30315 | 0.30753 | 0.31185 | 0.3161 | 0.3203 | 0.32354 | 0.32675 | 0.32992 | 0.33305 | 0.33616
Gen_BB013 | MW | SEPD | Steady Progression | Woodhill | 0.67753 | 0.70813 | 0.76606 | 0.81773 | 0.85654 | 0.88961 | 0.9222 | 0.96135 | 1.0085 | 1.064 | 1.1287 | 1.2038 | 1.2774 | 1.3543 | 1.436 | 1.5154 | 1.5959 | 1.6789 | 1.7599 | 1.8425 | 1.9267 | 2.0121 | 2.0986 | 2.1865 | 2.2742 | 2.3629 | 2.452 | 2.534 | 2.6172 | 2.7014 | 2.7868 | 2.8733
Gen_BB014 | MW | SEPD | Steady Progression | Woodhill | 0 | 0 | 0 | 0 | 0 | 0 | 0 | 0 | 0 | 0 | 0 | 0 | 0 | 0 | 0 | 0 | 0 | 0 | 0 | 0 | 0 | 0 | 0 | 0 | 0 | 0 | 0 | 0 | 0 | 0 | 0 | 0
Gen_BB015 | MW | SEPD | Steady Progression | Woodhill | 0 | 0 | 0 | 0 | 0 | 0 | 0 | 0 | 0 | 0 | 0 | 0 | 0 | 0 | 0 | 0 | 0 | 0 | 0 | 0 | 0 | 0 | 0 | 0 | 0 | 0 | 0 | 0 | 0 | 0 | 0 | 0
Gen_BB016 | MW | SEPD | Steady Progression | Woodhill | 0 | 0 | 0 | 0 | 0 | 0 | 0 | 0 | 0 | 0 | 0 | 0 | 0 | 0 | 0 | 0 | 0 | 0 | 0 | 0 | 0 | 0 | 0 | 0 | 0 | 0 | 0 | 0 | 0 | 0 | 0 | 0
Gen_BB017 | MW | SEPD | Steady Progression | Woodhill | 0 | 0 | 0 | 0 | 0 | 0 | 0 | 0 | 0 | 0 | 0 | 0 | 0 | 0 | 0 | 0 | 0 | 0 | 0 | 0 | 0 | 0 | 0 | 0 | 0 | 0 | 0 | 0 | 0 | 0 | 0 | 0
Gen_BB018 | MW | SEPD | Steady Progression | Woodhill | 0 | 0 | 0 | 0 | 0 | 0 | 0 | 0 | 0 | 0 | 0 | 0 | 0 | 0 | 0 | 0 | 0 | 0 | 0 | 0 | 0 | 0 | 0 | 0 | 0 | 0 | 0 | 0 | 0 | 0 | 0 | 0
Hydrogen electrolysis | MW | SEPD | Steady Progression | Woodhill | 0 | 0 | 0 | 0 | 0 | 0 | 0 | 0 | 0 | 0 | 0 | 0 | 0 | 0 | 0 | 0 | 0 | 0 | 0 | 0 | 0 | 0 | 0 | 0 | 0 | 0 | 0 | 0 | 0 | 0 | 0 | 0
Lct_BB001 | Number | SEPD | Steady Progression | Woodhill | 62.9443 | 80.7222 | 118.6423 | 201.1275 | 300.931 | 438.2408 | 621.0041 | 832.6857 | 1098.8919 | 1432.554 | 1848.6913 | 2417.7999 | 3046.9005 | 3677.5923 | 4310.1138 | 4944.5828 | 5581.3033 | 6384.4767 | 7548.7352 | 8796.5869 | 10099.1574 | 11549.7094 | 12990.7455 | 14372.6588 | 15663.5844 | 16859.4389 | 18127.2934 | 18551.7526 | 18978.9414 | 19393.8097 | 19817.1936 | 20210.6597
Lct_BB003 | Number | SEPD | Steady Progression | Woodhill | 0 | 0 | 0.89138 | 1.8095 | 2.8767 | 4.1453 | 5.6723 | 7.9098 | 10.5168 | 13.9504 | 17.7462 | 22.6785 | 28.7107 | 36.5478 | 46.339 | 58.4012 | 73.3401 | 91.3266 | 112.7134 | 137.2985 | 164.5753 | 195.8911 | 229.078 | 263.0164 | 295.9352 | 327.1127 | 355.0144 | 379.3699 | 400.7462 | 418.8771 | 434.4251 | 448.132
Lct_BB005 | Number | SEPD | Steady Progression | Woodhill | 9.851 | 48.3148 | 64.2641 | 89.3906 | 125.7982 | 159.0831 | 193.9281 | 235.8937 | 247.199 | 253.0226 | 261.7136 | 268.74 | 312.7282 | 357.3993 | 402.9396 | 448.0992 | 493.5869 | 556.2032 | 618.4146 | 680.7887 | 743.2963 | 805.9103 | 931.1358 | 1056.9072 | 1183.0035 | 1303.6234 | 1421.9969 | 1519.9269 | 1618.7443 | 1714.6806 | 1804.6448 | 1887.0173
Lct_BB006 | Number | SEPD | Steady Progression | Woodhill | 0 | 0 | 2.4132 | 4.8016 | 7.1657 | 9.5047 | 11.8196 | 28.6811 | 45.3009 | 58.5517 | 71.6065 | 84.4645 | 119.2486 | 153.7463 | 187.9576 | 221.8835 | 255.5226 | 271.9308 | 288.127 | 304.1104 | 319.8808 | 335.4402 | 375.1183 | 414.1312 | 452.4777 | 490.162 | 527.1795 | 599.2399 | 671.3003 | 743.3607 | 815.4211 | 887.4815
Lct_BB007 | Number | SEPD | Steady Progression | Woodhill | 38.4931 | 41.2256 | 40.516 | 43.2345 | 45.7231 | 48.0807 | 50.5504 | 53.6539 | 54.2999 | 55.0745 | 56.7006 | 57.6082 | 68.7688 | 79.9295 | 91.0902 | 102.2509 | 113.4115 | 129.3131 | 145.1363 | 160.8814 | 176.5481 | 192.1367 | 224.7434 | 257.3501 | 289.9569 | 322.5636 | 355.1703 | 382.0062 | 408.8421 | 435.6781 | 462.514 | 489.3499
Lct_BB008 | Number | SEPD | Steady Progression | Woodhill | 0 | 0 | 0.07966 | 0.15848 | 0.23653 | 0.31376 | 0.39017 | 0.94616 | 1.4942 | 2.0343 | 2.5664 | 3.0905 | 4.5083 | 5.9145 | 7.309 | 8.6918 | 10.063 | 10.7318 | 11.392 | 12.0435 | 12.6863 | 13.3206 | 14.9378 | 16.528 | 18.0911 | 19.6271 | 21.136 | 24.0733 | 27.0105 | 29.9478 | 32.8851 | 35.8224
Lct_BB010b | MW | SEPD | Steady Progression | Woodhill | 0.445 | 0.57332 | 0.73482 | 0.98337 | 1.2905 | 1.7098 | 2.2135 | 2.7365 | 3.3909 | 4.141 | 5.0068 | 6.3061 | 7.6326 | 9.0088 | 10.4016 | 11.8486 | 13.3358 | 15.6598 | 18.5748 | 22.2203 | 26.2217 | 30.2262 | 33.9745 | 36.4615 | 38.5827 | 40.5216 | 41.2581 | 41.6305 | 42.1345 | 42.5209 | 42.9507 | 43.4771
Lct_BB011b | MW | SEPD | Steady Progression | Woodhill | 0.092 | 0.1126 | 0.13415 | 0.18111 | 0.22748 | 0.28312 | 0.34835 | 0.41441 | 0.48951 | 0.5756 | 0.67443 | 0.78735 | 0.95153 | 1.1413 | 1.3582 | 1.6021 | 1.8742 | 2.1846 | 2.518 | 2.8662 | 3.2218 | 3.5538 | 3.8664 | 4.1507 | 4.3968 | 4.6009 | 4.7644 | 4.7819 | 4.7971 | 4.8121 | 4.8274 | 4.8421
Lct_BB012b | MW | SEPD | Steady Progression | Woodhill | 0.6 | 0.6285 | 0.65678 | 0.72283 | 0.78889 | 0.87174 | 0.97049 | 1.0781 | 1.203 | 1.3487 | 1.5181 | 1.7146 | 2.004 | 2.3409 | 2.7289 | 3.1685 | 3.6618 | 4.2306 | 4.8469 | 5.4981 | 6.173 | 6.8072 | 7.4153 | 7.9818 | 8.4881 | 8.9253 | 9.3698 | 9.442 | 9.4917 | 9.5241 | 9.5477 | 9.5477
Lct_BB013b | MW | SEPD | Steady Progression | Woodhill | 0 | 0.0019 | 0.00382 | 0.00695 | 0.00813 | 0.00969 | 0.01053 | 0.01911 | 0.02909 | 0.04067 | 0.05406 | 0.06945 | 0.09844 | 0.13227 | 0.17138 | 0.21589 | 0.26616 | 0.32405 | 0.3872 | 0.45434 | 0.52429 | 0.59147 | 0.65659 | 0.71796 | 0.7737 | 0.82292 | 0.86103 | 0.87804 | 0.89286 | 0.90567 | 0.91691 | 0.91756
Lct_BB014 | Number | SEPD | Steady Progression | Woodhill | 83.6536 | 84.2956 | 97.2606 | 111.8448 | 129.3456 | 149.3125 | 172.2121 | 195.2879 | 222.5292 | 254.3673 | 290.2297 | 331.0838 | 499.1875 | 573.9553 | 661.2691 | 761.0718 | 876.2711 | 960.8629 | 1055.8337 | 1162.2259 | 1281.2093 | 1415.4585 | 1833.1219 | 2031.2824 | 2251.3381 | 2500.3684 | 2780.1982 | 3197.6229 | 3677.8581 | 4229.464 | 4863.2828 | 5591.8623
Other generation | MW | SEPD | Steady Progression | Woodhill | 0.265 | 0.265 | 0.265 | 0.265 | 0.265 | 0.265 | 0.265 | 0.265 | 0.265 | 0.265 | 0.265 | 0.265 | 0.265 | 0.265 | 0.265 | 0.265 | 0.265 | 0.265 | 0.265 | 0.265 | 0.265 | 0.265 | 0.265 | 0.265 | 0.265 | 0.265 | 0.265 | 0.265 | 0.265 | 0.265 | 0.265 | 0.265
Srg_BB001 | MW | SEPD | Steady Progression | Woodhill | 0 | 0.044021 | 0.048423 | 0.052825 | 0.057227 | 0.061629 | 0.066031 | 0.13646 | 0.14087 | 0.14527 | 0.14967 | 0.15407 | 0.18277 | 0.21253 | 0.24335 | 0.27522 | 0.30815 | 0.31475 | 0.32135 | 0.32795 | 0.33456 | 0.34116 | 0.38243 | 0.4237 | 0.46497 | 0.50624 | 0.54751 | 0.54751 | 0.54751 | 0.54751 | 0.54751 | 0.54751
Srg_BB002 | MW | SEPD | Steady Progression | Woodhill | 0 | 0 | 0.00071253 | 0.0014635 | 0.002247 | 0.0030599 | 0.0038991 | 0.01215 | 0.016579 | 0.021348 | 0.026561 | 0.03233 | 0.033426 | 0.034516 | 0.035604 | 0.036694 | 0.037789 | 0.038886 | 0.039974 | 0.041075 | 0.042172 | 0.04328 | 0.067358 | 0.09236 | 0.11843 | 0.14556 | 0.17374 | 0.17678 | 0.17913 | 0.18145 | 0.18375 | 0.18601
Data centres (MW) | MW | SEPD | System Transformation | Abernethy | 0 | 0 | 0 | 0 | 0 | 0 | 0 | 0 | 0 | 0 | 0 | 0 | 0 | 0 | 0 | 0 | 0 | 0 | 0 | 0 | 0 | 0 | 0 | 0 | 0 | 0 | 0 | 0 | 0 | 0 | 0 | 0
Dem_BB001a | Number of homes (cumulative) | SEPD | System Transformation | Abernethy | 0 | 235.0235 | 406.2811 | 567.1757 | 744.0961 | 921.9743 | 1092.1697 | 1263.2923 | 1428.3112 | 1597.4998 | 1760.4827 | 1918.944 | 2046.5162 | 2161.5162 | 2269.5162 | 2381.5162 | 2486.5162 | 2569.4489 | 2646.5608 | 2698.4216 | 2742.108 | 2776.6134 | 2803.4483 | 2826.1342 | 2843.6864 | 2858.1251 | 2867.4846 | 2872.7779 | 2875.0156 | 2875.1882 | 2875.3029 | 2875.3573
Dem_BB002b | Floorspace (m2) (cumulative) | SEPD | System Transformation | Abernethy | 0 | 15210 | 35789.6667 | 67665.1667 | 96156.5 | 125598.6667 | 166119.1667 | 200389.1667 | 232976.6667 | 260464.1667 | 290585 | 325264.1667 | 365670.8333 | 411745 | 450838.3333 | 489504.1667 | 531737.5 | 546741.6667 | 560612.5 | 573225 | 584304.1667 | 593287.5 | 599633.3333 | 603979.1667 | 606300 | 606300 | 606300 | 606300 | 606300 | 606300 | 606300 | 606300
Domestic direct electric heating | Number | SEPD | System Transformation | Abernethy | 2838.86 | 2864.2465 | 2882.8177 | 2900.2054 | 2919.3213 | 2938.5453 | 2929.8532 | 2912.6299 | 2895.0285 | 2878.2307 | 2860.6969 | 2842.9252 | 2822.6485 | 2802.6376 | 2783.0671 | 2773.3935 | 2759.8539 | 2744.3737 | 2727.5166 | 2708.3282 | 2688.8929 | 2669.2026 | 2650.5783 | 2632.0101 | 2613.4132 | 2594.7804 | 2575.4024 | 2555.7092 | 2535.9913 | 2516.3572 | 2497.0416 | 2478.0326
Gas: Hydrogen peaking | MW | SEPD | System Transformation | Abernethy | 0 | 0 | 0 | 0 | 0 | 0 | 0 | 0 | 0 | 0 | 0 | 0 | 0 | 0 | 0 | 0 | 0 | 0 | 0 | 0 | 0 | 0 | 0 | 0 | 0 | 0 | 0 | 0 | 0 | 0 | 0 | 0
Gen_BB001 | MW | SEPD | System Transformation | Abernethy | 0 | 0 | 0 | 0 | 0 | 0 | 0 | 0 | 0 | 0 | 0 | 0 | 0 | 0 | 0 | 0 | 0 | 0 | 0 | 0 | 0 | 0 | 0 | 0 | 0 | 0 | 0 | 0 | 0 | 0 | 0 | 0
Gen_BB004 | MW | SEPD | System Transformation | Abernethy | 5.2 | 5.2 | 5.2 | 5.2 | 5.2 | 5.2 | 5.2 | 5.2 | 5.2 | 5.2 | 5.2 | 5.2 | 5.2 | 5.2 | 5.2 | 5.2 | 5.2 | 5.2 | 5.2 | 5.2 | 5.2 | 5.2 | 5.2 | 5.2 | 5.2 | 0.792 | 0.78408 | 0.7684 | 0.75303 | 0.73044 | 0.70853 | 0.68727
Gen_BB005 | MW | SEPD | System Transformation | Abernethy | 0 | 0 | 0 | 0 | 0 | 0 | 0 | 0 | 0 | 0 | 0 | 0 | 0 | 0 | 0 | 0 | 0 | 0 | 0 | 0 | 0 | 0 | 0 | 0 | 0 | 0 | 0 | 0 | 0 | 0 | 0 | 0
Gen_BB006 | MW | SEPD | System Transformation | Abernethy | 0 | 0 | 0 | 0 | 0 | 0 | 0 | 0 | 0 | 0 | 0 | 0 | 0 | 0 | 0 | 0 | 0 | 0 | 0 | 0 | 0 | 0 | 0 | 0 | 0 | 0 | 0 | 0 | 0 | 0 | 0 | 0
Gen_BB008 | MW | SEPD | System Transformation | Abernethy | 0 | 0 | 0 | 0 | 0 | 0 | 0 | 0 | 0 | 0 | 0 | 0 | 0 | 0 | 0 | 0 | 0 | 0 | 0 | 0 | 0 | 0 | 0 | 0 | 0 | 0 | 0 | 0 | 0 | 0 | 0 | 0
Gen_BB010 | MW | SEPD | System Transformation | Abernethy | 0 | 0 | 0 | 0 | 0 | 0 | 0 | 0 | 0 | 0 | 0 | 0 | 0 | 0 | 0 | 0 | 0 | 0 | 0 | 0 | 0 | 0 | 0 | 0 | 0 | 0 | 0 | 0 | 0 | 0 | 0 | 0
Gen_BB011 | MW | SEPD | System Transformation | Abernethy | 0 | 0 | 0 | 0 | 0 | 0 | 0 | 0 | 0 | 0 | 0 | 0 | 0 | 0 | 0 | 0 | 0 | 0 | 0 | 0 | 0 | 0 | 0 | 0 | 0 | 0 | 0 | 0 | 0 | 0 | 0 | 0
Gen_BB012 | MW | SEPD | System Transformation | Abernethy | 10.67 | 10.8885 | 10.9589 | 11.0495 | 11.036 | 11.1146 | 11.1026 | 12.4185 | 13.9349 | 15.6746 | 17.7098 | 20.3456 | 23.3921 | 26.8512 | 30.367 | 34.0552 | 37.1671 | 39.7615 | 41.1193 | 44.4853 | 45.5234 | 46.5373 | 52.6883 | 53.6889 | 55.5954 | 57.4707 | 59.3454 | 61.0334 | 62.5351 | 63.8498 | 64.9865 | 65.9444
Gen_BB013 | MW | SEPD | System Transformation | Abernethy | 3.4129 | 3.4902 | 3.6014 | 3.7451 | 3.9378 | 4.1623 | 4.4271 | 4.8727 | 5.3152 | 5.7644 | 6.2166 | 6.6725 | 7.1082 | 7.5449 | 7.9879 | 8.4423 | 8.9015 | 9.3085 | 9.7051 | 10.0789 | 10.4493 | 10.8158 | 11.1771 | 11.5193 | 11.8419 | 12.0987 | 12.3496 | 12.581 | 12.7939 | 12.9894 | 13.1854 | 13.3818
Gen_BB014 | MW | SEPD | System Transformation | Abernethy | 0 | 0 | 0 | 0 | 0 | 0 | 0 | 0 | 0 | 0 | 0 | 0 | 0 | 0 | 0 | 0 | 0 | 0 | 0 | 0 | 0 | 0 | 0 | 0 | 0 | 0 | 0 | 0 | 0 | 0 | 0 | 0
Gen_BB015 | MW | SEPD | System Transformation | Abernethy | 16.999 | 16.999 | 16.999 | 16.999 | 16.999 | 16.999 | 16.999 | 16.999 | 16.999 | 17.4783 | 18.0642 | 18.5318 | 19.5641 | 20.9172 | 21.3748 | 21.8286 | 24.7654 | 25.1987 | 25.6149 | 26.0131 | 26.3928 | 26.753 | 27.2492 | 27.6049 | 27.958 | 30.0708 | 30.4182 | 30.7718 | 31.1318 | 31.4982 | 31.8713 | 32.2511
Gen_BB016 | MW | SEPD | System Transformation | Abernethy | 2.7665 | 2.7665 | 2.7675 | 2.7689 | 2.7715 | 2.777 | 2.7959 | 2.8078 | 2.8206 | 2.8339 | 2.8478 | 2.8619 | 2.8763 | 2.8979 | 2.9193 | 2.9479 | 2.9682 | 2.9951 | 3.1133 | 3.1326 | 3.4871 | 4.0091 | 4.4309 | 4.4425 | 4.4532 | 4.4631 | 4.4723 | 4.4806 | 4.488 | 4.4947 | 4.5008 | 4.5059
Gen_BB017 | MW | SEPD | System Transformation | Abernethy | 0 | 0 | 0 | 0 | 0 | 0 | 0 | 0 | 0 | 0 | 0 | 0 | 0 | 0 | 0 | 0 | 0 | 0 | 0 | 0 | 0 | 0 | 0 | 0 | 0 | 0 | 0 | 0 | 0 | 0 | 0 | 0
Gen_BB018 | MW | SEPD | System Transformation | Abernethy | 1.648 | 1.723 | 1.723 | 1.723 | 1.7266 | 1.7584 | 1.7651 | 1.7747 | 1.7829 | 1.7933 | 1.8015 | 1.812 | 1.8201 | 1.8306 | 1.8411 | 1.8492 | 1.8597 | 1.8677 | 1.8778 | 1.8855 | 1.8953 | 1.905 | 1.9123 | 1.9217 | 1.931 | 1.9379 | 1.947 | 1.956 | 1.9649 | 1.9714 | 1.9801 | 1.9881
Hydrogen electrolysis | MW | SEPD | System Transformation | Abernethy | 0 | 0 | 0 | 0 | 0 | 0 | 0 | 0 | 0 | 0 | 0 | 0 | 0 | 0 | 0 | 0 | 0 | 0 | 0 | 0.7 | 0.7 | 1.4 | 1.4 | 1.7 | 1.7 | 2.4 | 3.4 | 3.4 | 4 | 5 | 5 | 5
Lct_BB001 | Number | SEPD | System Transformation | Abernethy | 119.2585 | 164.8908 | 256.9874 | 469.3967 | 749.435 | 1135.366 | 1763.3273 | 2595.2359 | 3428.4884 | 4263.2496 | 5099.4892 | 5938.1079 | 7212.9338 | 8929.2876 | 10846.7818 | 12917.5128 | 15162.7797 | 17422.8307 | 19601.0077 | 21597.5916 | 23347.02 | 24794.3743 | 25931.9793 | 26706.9864 | 27217.8139 | 27208.7178 | 27472.9944 | 27182.015 | 26800.7286 | 26254.3914 | 25647.3507 | 24979.9131
Lct_BB003 | Number | SEPD | System Transformation | Abernethy | 0 | 0 | 0.66126 | 1.175 | 1.7936 | 2.5475 | 3.4801 | 4.653 | 6.4304 | 8.988 | 11.8389 | 16.601 | 21.9725 | 29.1688 | 38.2226 | 49.259 | 62.7427 | 78.2015 | 95.0817 | 112.4391 | 129.218 | 144.748 | 158.6666 | 171.0295 | 182.1306 | 192.3881 | 200.6783 | 207.7532 | 214.6424 | 220.6806 | 223.2267 | 225.4953
Lct_BB005 | Number | SEPD | System Transformation | Abernethy | 268.3026 | 347.0519 | 380.3803 | 438.9572 | 493.7094 | 553.6012 | 669.9261 | 803.1946 | 915.9439 | 1015.2757 | 1207.5995 | 1410.8752 | 1631.1289 | 1852.5918 | 2075.1704 | 2300.4767 | 2526.9665 | 2723.9266 | 2920.1357 | 3114.7915 | 3310.2004 | 3506.2236 | 3794.6631 | 4084.9801 | 4378.7168 | 4675.5373 | 4974.385 | 4988.8205 | 5003.4706 | 5018.4837 | 5034.4068 | 5050.5068
Lct_BB006 | Number | SEPD | System Transformation | Abernethy | 0 | 0 | 15.0635 | 29.9306 | 44.6048 | 59.0855 | 73.3729 | 89.2843 | 104.9346 | 120.3224 | 135.4495 | 155.6215 | 241.9519 | 327.3334 | 411.7637 | 495.2452 | 577.7748 | 650.0035 | 721.3341 | 791.7658 | 861.3026 | 929.9391 | 989.8334 | 1049.3297 | 1108.4255 | 1167.1208 | 1225.4134 | 1225.4134 | 1225.4134 | 1225.4134 | 1225.4134 | 1225.4134
Lct_BB007 | Number | SEPD | System Transformation | Abernethy | 37.591 | 48.4937 | 52.6822 | 60.8439 | 68.2732 | 76.266 | 92.823 | 111.7116 | 127.1562 | 141.2023 | 169.3838 | 194.6922 | 222.2872 | 249.8714 | 277.4447 | 305.0073 | 332.5591 | 354.5616 | 376.5334 | 398.4747 | 420.3854 | 442.2653 | 472.6324 | 503.2683 | 533.7775 | 564.4469 | 595.2718 | 586.9054 | 580.2048 | 573.964 | 568.1969 | 562.7029
Lct_BB008 | Number | SEPD | System Transformation | Abernethy | 0 | 0 | 0.90869 | 1.8056 | 2.6908 | 3.5642 | 4.426 | 5.3858 | 6.3299 | 7.2582 | 8.1708 | 9.0677 | 12.906 | 16.702 | 20.4557 | 24.1673 | 27.8366 | 31.0478 | 34.2191 | 37.3505 | 40.4421 | 43.4937 | 46.1568 | 48.802 | 51.4294 | 54.0389 | 56.6306 | 56.6306 | 56.6306 | 56.6306 | 56.6306 | 56.6306
Lct_BB010b | MW | SEPD | System Transformation | Abernethy | 1.204 | 1.4669 | 1.7391 | 2.3721 | 3.2877 | 4.4074 | 6.3679 | 8.2451 | 10.3733 | 12.5085 | 14.4833 | 16.5149 | 20.4158 | 25.3046 | 31.1155 | 37.9405 | 49.2154 | 63.2123 | 75.9612 | 82.8646 | 87.1007 | 89.1003 | 90.41 | 91.3203 | 91.6573 | 91.6573 | 91.6573 | 91.6573 | 91.6573 | 91.6573 | 91.6573 | 91.6573
Lct_BB011b | MW | SEPD | System Transformation | Abernethy | 0.096 | 0.1106 | 0.14628 | 0.20675 | 0.2763 | 0.35739 | 0.45678 | 0.56429 | 0.69263 | 0.84637 | 1.0287 | 1.2469 | 1.5606 | 1.9374 | 2.3794 | 2.8846 | 3.4331 | 4.0196 | 4.6172 | 5.1956 | 5.7227 | 6.1817 | 6.5666 | 6.8846 | 7.1366 | 7.3177 | 7.4969 | 7.6763 | 7.8608 | 8.0386 | 8.1626 | 8.262
Lct_BB012b | MW | SEPD | System Transformation | Abernethy | 0.858 | 0.8776 | 0.89721 | 0.94963 | 1.0112 | 1.0837 | 1.1728 | 1.2686 | 1.3839 | 1.5227 | 1.688 | 1.8848 | 2.1951 | 2.5692 | 3.0095 | 3.512 | 4.0486 | 4.6199 | 5.1999 | 5.7563 | 6.2588 | 6.6866 | 7.0301 | 7.2918 | 7.4658 | 7.4939 | 7.506 | 7.5112 | 7.5112 | 7.5112 | 7.5112 | 7.5112
Lct_BB013b | MW | SEPD | System Transformation | Abernethy | 0.068 | 0.0993 | 0.13067 | 0.18541 | 0.23523 | 0.28085 | 0.32492 | 0.42891 | 0.55186 | 0.69749 | 0.86914 | 1.0714 | 1.4337 | 1.8706 | 2.3868 | 2.9814 | 3.6312 | 4.3338 | 5.0628 | 5.7845 | 6.4667 | 7.087 | 7.6346 | 8.1109 | 8.5077 | 8.7395 | 8.9325 | 9.0888 | 9.2117 | 9.3043 | 9.3043 | 9.3043
Lct_BB014 | Number | SEPD | System Transformation | Abernethy | 41.771 | 42.0916 | 47.3317 | 53.7375 | 60.7419 | 68.6688 | 77.7621 | 81.0762 | 90.7455 | 101.5682 | 113.5543 | 127.176 | 137.9003 | 155.5715 | 175.6083 | 198.1778 | 223.5292 | 334.2827 | 360.0972 | 388.531 | 420.1829 | 454.9774 | 516.1203 | 560.6425 | 609.2213 | 663.3588 | 723.1766 | 815.3728 | 919.0569 | 1036.1816 | 1167.9687 | 1316.3704
Other generation | MW | SEPD | System Transformation | Abernethy | 0 | 0 | 0 | 0 | 0 | 0 | 0 | 0 | 0 | 0 | 0 | 0 | 0 | 0 | 0 | 0 | 0 | 0 | 0 | 0 | 0 | 0 | 0 | 0 | 0 | 0 | 0 | 0 | 0 | 0 | 0 | 0
Srg_BB001 | MW | SEPD | System Transformation | Abernethy | 0 | 0.080705 | 30.0922 | 30.1039 | 30.1154 | 30.1272 | 30.1407 | 30.2945 | 30.3106 | 30.3273 | 30.344 | 30.3688 | 30.4069 | 30.4479 | 30.491 | 30.5333 | 30.5883 | 30.6038 | 30.6202 | 30.6369 | 30.6552 | 30.6716 | 30.7989 | 30.9266 | 31.0531 | 31.1795 | 31.3063 | 31.3082 | 31.31 | 31.3118 | 31.3136 | 31.3153
Srg_BB002 | MW | SEPD | System Transformation | Abernethy | 0 | 0 | 0.0013872 | 0.0028367 | 0.0043731 | 0.0060351 | 0.0078614 | 0.016137 | 0.016874 | 0.017571 | 0.018407 | 0.019218 | 0.020006 | 0.020766 | 0.021507 | 0.022234 | 0.022952 | 0.023659 | 0.024274 | 0.024892 | 0.025503 | 0.026115 | 0.032063 | 0.038311 | 0.044805 | 0.051512 | 0.058109 | 0.058926 | 0.05964 | 0.060252 | 0.060764 | 0.06127
Data centres (MW) | MW | SEPD | System Transformation | Alness | 0 | 0 | 0 | 0 | 0 | 0 | 0 | 0 | 0 | 0 | 0 | 0 | 0 | 0 | 0 | 0 | 0 | 0 | 0 | 0 | 0 | 0 | 0 | 0 | 0 | 0 | 0 | 0 | 0 | 0 | 0 | 0
Dem_BB001a | Number of homes (cumulative) | SEPD | System Transformation | Alness | 0 | 60 | 113.5265 | 151.5265 | 203.5265 | 273.5265 | 299.5265 | 315.5265 | 331.5265 | 346.5265 | 414.5265 | 489.5265 | 512.5265 | 531.5265 | 561.5265 | 577.5265 | 592.5265 | 608.6078 | 624.7892 | 639.8302 | 654.7736 | 662.6129 | 665.0783 | 667.4606 | 669.7685 | 670.0131 | 670.2135 | 670.377 | 670.5095 | 670.6058 | 670.6697 | 670.7
Dem_BB002b | Floorspace (m2) (cumulative) | SEPD | System Transformation | Alness | 0 | 3547.8 | 26636.69 | 56355.175 | 103558.9517 | 165749.845 | 207151.355 | 262919.6083 | 300907.5117 | 329457.715 | 349494.285 | 369530.855 | 387179.6333 | 400196.35 | 408622.05 | 414571.7667 | 417048.0333 | 417822 | 417822 | 417822 | 417822 | 417822 | 417822 | 417822 | 417822 | 417822 | 417822 | 417822 | 417822 | 417822 | 417822 | 417822
Domestic direct electric heating | Number | SEPD | System Transformation | Alness | 3178.4895 | 3184.9605 | 3190.7968 | 3194.9006 | 3200.5166 | 3208.0768 | 3133.0437 | 3089.3045 | 3046.2923 | 3003.7271 | 2968.8597 | 2935.1491 | 2895.9023 | 2856.9437 | 2825.2699 | 2800.1257 | 2770.7608 | 2741.9866 | 2713.2432 | 2684.7695 | 2657.0204 | 2628.9512 | 2601.4468 | 2574.5822 | 2548.1457 | 2521.8557 | 2499.2867 | 2476.8998 | 2454.7996 | 2432.9318 | 2411.3509 | 2390.0031
Gas: Hydrogen peaking | MW | SEPD | System Transformation | Alness | 0 | 0 | 0 | 0 | 0 | 0 | 0 | 0 | 0 | 0 | 0 | 0 | 0 | 0 | 0 | 0 | 0 | 0 | 0 | 0 | 0 | 0 | 0 | 0 | 0 | 0 | 0 | 0 | 0 | 0 | 0 | 0
Gen_BB001 | MW | SEPD | System Transformation | Alness | 0 | 0 | 0 | 0 | 0 | 0 | 0 | 0 | 0 | 0 | 0 | 0 | 0 | 0 | 0 | 0 | 0 | 0 | 0 | 0 | 0 | 0 | 0 | 0 | 0 | 0 | 0 | 0 | 0 | 0 | 0 | 0
Gen_BB004 | MW | SEPD | System Transformation | Alness | 0.08 | 0.08 | 0.08 | 0.08 | 0.08 | 0.08 | 0.08 | 0.08 | 0.08 | 0.08 | 0.08 | 0.08 | 0.08 | 0.08 | 0.08 | 0.08 | 0.08 | 0.08 | 0.08 | 0.08 | 0.08 | 0.08 | 0.08 | 0.08 | 0.08 | 0.0792 | 0.078408 | 0.07684 | 0.075303 | 0.073044 | 0.070853 | 0.068727
Gen_BB005 | MW | SEPD | System Transformation | Alness | 0 | 0 | 0 | 0 | 0 | 0 | 0 | 0 | 0 | 0 | 0 | 0 | 0 | 0 | 0 | 0 | 0 | 0 | 0 | 0 | 0 | 0 | 0 | 0 | 0 | 0 | 0 | 0 | 0 | 0 | 0 | 0
Gen_BB006 | MW | SEPD | System Transformation | Alness | 0 | 0 | 0 | 0 | 0 | 0 | 0 | 0 | 0 | 0 | 0 | 0 | 0 | 0 | 0 | 0 | 0 | 0 | 0 | 0 | 0 | 0 | 0 | 0 | 0 | 0 | 0 | 0 | 0 | 0 | 0 | 0
Gen_BB008 | MW | SEPD | System Transformation | Alness | 0 | 0 | 0 | 0 | 0 | 0 | 0 | 0 | 0 | 0 | 0 | 0 | 0 | 0 | 0 | 0 | 0 | 0 | 0 | 0 | 0 | 0 | 0 | 0 | 0 | 0 | 0 | 0 | 0 | 0 | 0 | 0
Gen_BB010 | MW | SEPD | System Transformation | Alness | 6.95 | 6.95 | 6.95 | 6.95 | 6.95 | 6.95 | 6.95 | 6.95 | 6.95 | 6.95 | 6.95 | 0 | 0 | 0 | 0 | 0 | 0 | 0 | 0 | 0 | 0 | 0 | 0 | 0 | 0 | 0 | 0 | 0 | 0 | 0 | 0 | 0
Gen_BB011 | MW | SEPD | System Transformation | Alness | 0 | 0 | 0 | 0 | 0 | 0 | 0 | 0 | 0 | 0 | 0 | 0 | 0 | 0 | 0 | 0 | 0 | 0 | 0 | 0 | 0 | 0 | 0 | 0 | 0 | 0 | 0 | 0 | 0 | 0 | 0 | 0
Gen_BB012 | MW | SEPD | System Transformation | Alness | 0.07366 | 0.12655 | 0.13085 | 0.13613 | 0.14273 | 0.14983 | 0.15798 | 0.35678 | 0.5873 | 0.85511 | 1.1701 | 1.5791 | 2.0523 | 2.5893 | 3.1349 | 3.7071 | 4.1903 | 4.5935 | 4.8065 | 5.3285 | 5.4925 | 5.6535 | 5.812 | 5.9702 | 6.2671 | 6.5585 | 6.8498 | 7.112 | 7.3454 | 7.5496 | 7.7265 | 7.8758
Gen_BB013 | MW | SEPD | System Transformation | Alness | 1.3397 | 1.3542 | 1.3765 | 1.4023 | 1.4407 | 1.4943 | 1.5351 | 1.598 | 1.6607 | 1.7884 | 1.9586 | 2.1383 | 2.2775 | 2.4155 | 2.571 | 2.7174 | 2.8677 | 3.0083 | 3.1476 | 3.2869 | 3.4302 | 3.5688 | 3.7049 | 3.8382 | 3.9668 | 4.0705 | 4.1741 | 4.2723 | 4.365 | 4.4524 | 4.54 | 4.6278
Gen_BB014 | MW | SEPD | System Transformation | Alness | 0 | 0 | 0 | 0 | 0 | 0 | 0 | 0 | 0 | 0 | 0 | 0 | 0 | 0 | 0 | 0 | 0 | 0 | 0 | 0 | 0 | 0 | 0 | 0 | 0 | 0 | 0 | 0 | 0 | 0 | 0 | 0
Gen_BB015 | MW | SEPD | System Transformation | Alness | 63.6 | 63.6 | 63.6 | 63.6 | 63.6 | 63.6 | 63.6 | 63.6 | 63.6 | 63.9641 | 64.4093 | 64.7646 | 65.5489 | 66.5769 | 66.9246 | 76.8193 | 77.1609 | 77.4901 | 77.8063 | 78.1088 | 78.3973 | 78.6709 | 79.0479 | 79.3182 | 87.0865 | 87.3526 | 87.6165 | 87.8852 | 88.1587 | 88.4371 | 88.7205 | 89.0091
Gen_BB016 | MW | SEPD | System Transformation | Alness | 1.1037 | 1.1037 | 1.1044 | 1.1056 | 1.1075 | 1.1117 | 1.1261 | 1.1351 | 1.1448 | 1.1549 | 1.1655 | 1.1762 | 1.1871 | 1.2035 | 1.2198 | 1.2415 | 1.257 | 1.2774 | 1.2912 | 1.3059 | 1.3859 | 1.8526 | 1.8692 | 1.8779 | 1.8861 | 1.8936 | 1.9006 | 1.9069 | 1.9126 | 1.9177 | 1.9222 | 1.9261
Gen_BB017 | MW | SEPD | System Transformation | Alness | 0 | 0 | 0 | 0 | 0 | 0 | 0 | 0 | 0 | 0 | 0 | 0 | 0 | 0 | 0 | 0 | 0 | 0 | 0 | 0 | 0 | 0 | 0 | 0 | 0 | 0 | 0 | 0 | 0 | 0 | 0 | 0
Gen_BB018 | MW | SEPD | System Transformation | Alness | 0.096 | 0.096 | 0.096 | 0.096 | 0.096208 | 0.098066 | 0.098452 | 0.099015 | 0.099491 | 0.1001 | 0.10058 | 0.10119 | 0.10166 | 0.10227 | 0.10288 | 0.10336 | 0.10397 | 0.10443 | 0.10502 | 0.10547 | 0.10605 | 0.10661 | 0.10703 | 0.10758 | 0.10813 | 0.10853 | 0.10906 | 0.10958 | 0.1101 | 0.11048 | 0.11099 | 0.11145
Hydrogen electrolysis | MW | SEPD | System Transformation | Alness | 0 | 0 | 0 | 0 | 0 | 0 | 0 | 0 | 0 | 0 | 0 | 0 | 0 | 0 | 0 | 0 | 0 | 0 | 0 | 0 | 0 | 0 | 0.7 | 0.7 | 0.7 | 0.7 | 1.4 | 1.4 | 1.4 | 1.4 | 2 | 2
Lct_BB001 | Number | SEPD | System Transformation | Alness | 43.9882 | 61.3387 | 95.8475 | 176.3362 | 282.4614 | 429.3303 | 736.7612 | 1218.0261 | 1699.2717 | 2180.5483 | 2661.8571 | 3143.1798 | 3824.021 | 4727.5935 | 5732.3091 | 6811.6361 | 7975.4189 | 9140.9877 | 10258.7001 | 11278.5054 | 12169.4938 | 12904.8263 | 13481.2374 | 13867.1969 | 14120.9038 | 14116.7145 | 14282.2234 | 14130.6845 | 13932.2523 | 13647.9056 | 13331.38 | 12981.711
Lct_BB003 | Number | SEPD | System Transformation | Alness | 0 | 0 | 0 | 0 | 0 | 0 | 0 | 0 | 0 | 0 | 0 | 0 | 0 | 0 | 0 | 0 | 0 | 0 | 0 | 0 | 0 | 0 | 0 | 0 | 0 | 0 | 0 | 0 | 0 | 0 | 0 | 0
Lct_BB005 | Number | SEPD | System Transformation | Alness | 464.687 | 530.0977 | 556.5065 | 605.4087 | 650.6923 | 701.294 | 801.3367 | 915.997 | 993.9889 | 1066.2685 | 1226.5644 | 1418.6804 | 1625.5413 | 1833.4383 | 2044.323 | 2255.7893 | 2468.7421 | 2640.2756 | 2811.0094 | 2981.5087 | 3153.004 | 3324.7544 | 3552.9809 | 3783.1018 | 4016.0954 | 4251.4582 | 4489.5385 | 4497.4299 | 4505.7723 | 4514.5657 | 4523.8921 | 4533.3221
Lct_BB006 | Number | SEPD | System Transformation | Alness | 0 | 0 | 3.3155 | 6.5881 | 9.8167 | 13.0028 | 16.1469 | 19.6477 | 23.092 | 26.4784 | 29.8076 | 36.6633 | 66.0062 | 95.0254 | 123.7205 | 152.0941 | 180.1444 | 204.6923 | 228.9362 | 252.8745 | 276.5086 | 299.8361 | 320.1938 | 340.4138 | 360.4996 | 380.4488 | 400.2621 | 400.2621 | 400.2621 | 400.2621 | 400.2621 | 400.2621
Lct_BB007 | Number | SEPD | System Transformation | Alness | 33.1305 | 42.7396 | 46.4311 | 53.6243 | 60.172 | 67.2164 | 81.8087 | 98.4561 | 112.0681 | 124.4475 | 149.2851 | 171.5904 | 195.911 | 220.2221 | 244.5237 | 268.8157 | 293.0983 | 312.49 | 331.8547 | 351.1924 | 370.5032 | 389.787 | 414.9358 | 439.4337 | 464.4723 | 489.5914 | 514.8075 | 516.6963 | 517.7462 | 518.7732 | 519.8315 | 520.7739
Lct_BB008 | Number | SEPD | System Transformation | Alness | 0 | 0 | 0.80089 | 1.5914 | 2.3716 | 3.1414 | 3.9008 | 4.7468 | 5.5788 | 6.397 | 7.2013 | 7.9917 | 11.3745 | 14.7201 | 18.0285 | 21.2996 | 24.5335 | 27.3637 | 30.1587 | 32.9185 | 35.6432 | 38.3328 | 40.6798 | 43.0112 | 45.3268 | 47.6267 | 49.9108 | 49.9108 | 49.9108 | 49.9108 | 49.9108 | 49.9108
Lct_BB010b | MW | SEPD | System Transformation | Alness | 0.091 | 0.15028 | 0.23957 | 0.44372 | 0.77269 | 1.1938 | 2.3039 | 3.4128 | 4.5079 | 5.6952 | 6.8326 | 7.8626 | 9.9296 | 12.3036 | 15.2882 | 18.5465 | 23.0035 | 29.3686 | 35.8403 | 40.5686 | 44.1264 | 46.3143 | 47.75 | 48.7162 | 49.4521 | 49.4521 | 49.4521 | 49.4521 | 49.4521 | 49.4521 | 49.4521 | 49.4521
Lct_BB011b | MW | SEPD | System Transformation | Alness | 0.007 | 0.0162 | 0.03222 | 0.06177 | 0.09631 | 0.13679 | 0.18634 | 0.23994 | 0.30374 | 0.37966 | 0.47047 | 0.57913 | 0.73434 | 0.92107 | 1.1403 | 1.3911 | 1.6641 | 1.9561 | 2.2546 | 2.544 | 2.8092 | 3.0415 | 3.2386 | 3.4033 | 3.5365 | 3.6361 | 3.7346 | 3.8334 | 3.9349 | 4.0328 | 4.1009 | 4.1554
Lct_BB012b | MW | SEPD | System Transformation | Alness | 0.352 | 0.3744 | 0.39677 | 0.45342 | 0.51944 | 0.59699 | 0.69278 | 0.79397 | 0.91549 | 1.0613 | 1.235 | 1.4414 | 1.7655 | 2.156 | 2.6145 | 3.1383 | 3.6972 | 4.2917 | 4.8945 | 5.4715 | 5.9919 | 6.4337 | 6.787 | 7.055 | 7.2323 | 7.2533 | 7.2599 | 7.2627 | 7.2627 | 7.2627 | 7.2627 | 7.2627
Lct_BB013b | MW | SEPD | System Transformation | Alness | 0 | 0 | 0 | 0 | 0 | 0 | 0 | 0 | 0 | 0 | 0 | 0 | 0 | 0 | 0 | 0 | 0 | 0 | 0 | 0 | 0 | 0 | 0 | 0 | 0 | 0 | 0 | 0 | 0 | 0 | 0 | 0
Lct_BB014 | Number | SEPD | System Transformation | Alness | 8.4647 | 8.5297 | 9.5916 | 10.8897 | 12.3091 | 13.9154 | 15.7582 | 20.2733 | 22.6911 | 25.3973 | 28.3945 | 31.8006 | 41.9434 | 47.3182 | 53.4125 | 60.2772 | 67.988 | 101.6745 | 109.5262 | 118.1746 | 127.8017 | 138.3847 | 165.051 | 179.2888 | 194.8239 | 212.1366 | 231.2658 | 260.7494 | 293.9067 | 331.3622 | 373.5066 | 420.9642
Other generation | MW | SEPD | System Transformation | Alness | 0 | 0 | 0 | 0 | 0 | 0 | 0 | 0 | 0 | 0 | 0 | 0 | 0 | 0 | 0 | 0 | 0 | 0 | 0 | 0 | 0 | 0 | 0 | 0 | 0 | 0 | 0 | 0 | 0 | 0 | 0 | 0
Srg_BB001 | MW | SEPD | System Transformation | Alness | 0 | 0.045121 | 0.062402 | 0.080629 | 0.09806 | 0.1162 | 0.14101 | 0.3012 | 0.33265 | 0.36399 | 0.39321 | 0.44138 | 0.46619 | 0.49461 | 0.52475 | 0.55174 | 0.59979 | 0.61534 | 0.63223 | 0.64893 | 0.66819 | 0.68413 | 0.76146 | 0.83919 | 0.91564 | 0.99153 | 1.0677 | 1.0705 | 1.0731 | 1.0757 | 1.0782 | 1.0805
Srg_BB002 | MW | SEPD | System Transformation | Alness | 0 | 0 | 0.00053232 | 0.0010794 | 0.0016476 | 0.0022489 | 0.0028935 | 0.0056877 | 0.0059274 | 0.0061555 | 0.0064308 | 0.0066992 | 0.006961 | 0.0072148 | 0.0074629 | 0.0077072 | 0.0079491 | 0.0081879 | 0.0083959 | 0.0086057 | 0.0088133 | 0.0090219 | 0.011051 | 0.013185 | 0.015406 | 0.017701 | 0.019961 | 0.020241 | 0.020486 | 0.020696 | 0.020872 | 0.021046
Data centres (MW) | MW | SEPD | System Transformation | Arbroath | 0 | 0 | 0 | 0 | 0 | 0 | 0 | 0 | 0 | 0 | 0 | 0 | 0 | 0 | 0 | 0 | 0 | 0 | 0 | 0 | 0 | 0 | 0 | 0 | 0 | 0 | 0 | 0 | 0 | 0 | 0 | 0
Dem_BB001a | Number of homes (cumulative) | SEPD | System Transformation | Arbroath | 0 | 92.3898 | 192.0592 | 292.2949 | 395.5616 | 497.7778 | 574.0945 | 649.2946 | 718.3287 | 783.6345 | 837.6109 | 881.3433 | 917.1046 | 944.148 | 959.148 | 974.148 | 985.148 | 994.0104 | 1003.0455 | 1008.8386 | 1011.4637 | 1012.8436 | 1013.6089 | 1014.2376 | 1014.7438 | 1015.146 | 1015.4755 | 1015.7443 | 1015.9622 | 1016.1205 | 1016.2256 | 1016.2755
Dem_BB002b | Floorspace (m2) (cumulative) | SEPD | System Transformation | Arbroath | 0 | 77760 | 146345.7778 | 215305.7778 | 289629.6667 | 329777.4444 | 361994.1111 | 393718.3333 | 418518.1111 | 443873.4444 | 474884.3333 | 500209.1111 | 519695 | 530701.6667 | 536339.4444 | 540741.6667 | 543908.3333 | 546519.4444 | 548575 | 549650 | 550300 | 550600 | 550600 | 550600 | 550600 | 550600 | 550600 | 550600 | 550600 | 550600 | 550600 | 550600
Domestic direct electric heating | Number | SEPD | System Transformation | Arbroath | 3072.6629 | 3082.5942 | 3093.3965 | 3104.1967 | 3115.3207 | 3126.3368 | 3081.265 | 3050.9431 | 3020.3305 | 2989.593 | 2957.7169 | 2924.9488 | 2892.3798 | 2860.5056 | 2832.03 | 2811.7187 | 2787.7822 | 2764.4179 | 2740.53 | 2717.1389 | 2693.8291 | 2671.1619 | 2650.3209 | 2630.0763 | 2610.0966 | 2590.6169 | 2571.2903 | 2552.1107 | 2533.2002 | 2514.5182 | 2496.1065 | 2477.9258
Gas: Hydrogen peaking | MW | SEPD | System Transformation | Arbroath | 0 | 0 | 0 | 0 | 0 | 0 | 0 | 0 | 0 | 0 | 0 | 0 | 0 | 0 | 0 | 0 | 0 | 0 | 0 | 0 | 0 | 0 | 0 | 0 | 0 | 0 | 0 | 0 | 0 | 0 | 0 | 0
Gen_BB001 | MW | SEPD | System Transformation | Arbroath | 0.125 | 0.125 | 0.125 | 0.125 | 0.125 | 0.125 | 0.125 | 0.125 | 0.125 | 0.125 | 0.125 | 0.125 | 0.125 | 0.125 | 0.125 | 0.125 | 0 | 0 | 0 | 0 | 0 | 0 | 0 | 0 | 0 | 0 | 0 | 0 | 0 | 0 | 0 | 0
Gen_BB004 | MW | SEPD | System Transformation | Arbroath | 0.65 | 0.65 | 0.65 | 0.65 | 1.006 | 1.1917 | 1.3654 | 1.5539 | 1.7415 | 1.936 | 2.1256 | 2.3245 | 2.5243 | 2.7243 | 2.999 | 3.2741 | 3.6266 | 3.8118 | 3.9969 | 4.1825 | 4.3684 | 4.5525 | 4.7206 | 4.7206 | 4.7206 | 4.6749 | 4.6296 | 4.5401 | 4.4523 | 4.3232 | 4.2806 | 4.25
Gen_BB005 | MW | SEPD | System Transformation | Arbroath | 0 | 0 | 0 | 0 | 0 | 0 | 0 | 0 | 0 | 0 | 0 | 0 | 0 | 0 | 0 | 0 | 0 | 0 | 0 | 0 | 0 | 0 | 0 | 0 | 0 | 0 | 0 | 0 | 0 | 0 | 0 | 0
Gen_BB006 | MW | SEPD | System Transformation | Arbroath | 0 | 0 | 0 | 0 | 0 | 0 | 0 | 0 | 0 | 0 | 0 | 0 | 0 | 0 | 0 | 0 | 0 | 0 | 0 | 0 | 0 | 0 | 0 | 0 | 0 | 0 | 0 | 0 | 0 | 0 | 0 | 0
Gen_BB008 | MW | SEPD | System Transformation | Arbroath | 0 | 0 | 0 | 0 | 0 | 0 | 0 | 0 | 0 | 0 | 0 | 0 | 0 | 0 | 0 | 0 | 0 | 0 | 0 | 0 | 0 | 0 | 0 | 0 | 0 | 0 | 0 | 0 | 0 | 0 | 0 | 0
Gen_BB010 | MW | SEPD | System Transformation | Arbroath | 0 | 0 | 0 | 0 | 0 | 0 | 0 | 0 | 0 | 0 | 0 | 0 | 0 | 0 | 0 | 0 | 0 | 0 | 0 | 0 | 0 | 0 | 0 | 0 | 0 | 0 | 0 | 0 | 0 | 0 | 0 | 0
Gen_BB011 | MW | SEPD | System Transformation | Arbroath | 0 | 0 | 0 | 0 | 0 | 0 | 0 | 0 | 0 | 0 | 0 | 0 | 0 | 0 | 0 | 0 | 0 | 0 | 0 | 0 | 0 | 0 | 0 | 0 | 0 | 0 | 0 | 0 | 0 | 0 | 0 | 0
Gen_BB012 | MW | SEPD | System Transformation | Arbroath | 16.6309 | 16.8238 | 16.9159 | 17.0347 | 16.9971 | 17.0922 | 17.0505 | 17.4612 | 17.9014 | 18.4017 | 18.9562 | 19.6364 | 20.4044 | 21.2649 | 22.1388 | 23.0534 | 23.8342 | 24.4876 | 24.8511 | 25.6838 | 25.97 | 31.1883 | 31.4562 | 34.3245 | 34.8072 | 35.2711 | 35.7351 | 36.1533 | 36.5259 | 36.8525 | 37.1377 | 37.3814
Gen_BB013 | MW | SEPD | System Transformation | Arbroath | 1.7109 | 1.7466 | 1.8045 | 1.8814 | 1.9824 | 2.0998 | 2.2268 | 2.4419 | 2.6528 | 2.8981 | 3.1362 | 3.3665 | 3.5925 | 3.8197 | 4.0504 | 4.2862 | 4.526 | 4.7476 | 4.9643 | 5.183 | 5.4009 | 5.6231 | 5.8517 | 6.0731 | 6.2845 | 6.4598 | 6.636 | 6.803 | 6.9607 | 7.1092 | 7.2581 | 7.4075
Gen_BB014 | MW | SEPD | System Transformation | Arbroath | 0 | 0 | 0 | 0 | 0 | 0 | 0 | 0 | 0 | 0 | 0 | 0 | 0 | 0 | 0 | 0 | 0 | 0 | 0 | 0 | 0 | 0 | 0 | 0 | 0 | 0 | 0 | 0 | 0 | 0 | 0 | 0
Gen_BB015 | MW | SEPD | System Transformation | Arbroath | 0 | 0 | 0 | 0 | 0 | 0 | 0 | 0 | 0 | 0.065939 | 0.14656 | 0.2109 | 0.35293 | 0.53909 | 0.60205 | 0.66449 | 0.72635 | 0.78596 | 0.84322 | 0.89801 | 0.95025 | 0.9998 | 1.0681 | 1.117 | 1.1656 | 1.2138 | 1.2616 | 1.3102 | 1.3598 | 1.4102 | 1.4615 | 1.5138
Gen_BB016 | MW | SEPD | System Transformation | Arbroath | 1.2738 | 1.2738 | 1.2739 | 1.2741 | 1.2745 | 1.2752 | 1.2778 | 1.2795 | 1.2812 | 1.2831 | 1.285 | 1.2869 | 1.2889 | 1.2919 | 1.2948 | 1.2987 | 1.3015 | 1.3052 | 1.4727 | 1.5254 | 1.6933 | 1.9464 | 1.9494 | 1.9509 | 1.9524 | 1.9538 | 1.9551 | 1.9562 | 1.9572 | 1.9581 | 1.959 | 1.9597
Gen_BB017 | MW | SEPD | System Transformation | Arbroath | 0 | 0 | 0 | 0 | 0 | 0 | 0 | 0 | 0 | 0 | 0 | 0 | 0 | 0 | 0 | 0 | 0 | 0 | 0 | 0 | 0 | 0 | 0 | 0 | 0 | 0 | 0 | 0 | 0 | 0 | 0 | 0
Gen_BB018 | MW | SEPD | System Transformation | Arbroath | 0 | 0 | 0 | 0 | 0 | 0 | 0 | 0 | 0 | 0 | 0 | 0 | 0 | 0 | 0 | 0 | 0 | 0 | 0 | 0 | 0 | 0 | 0 | 0 | 0 | 0 | 0 | 0 | 0 | 0 | 0 | 0
Hydrogen electrolysis | MW | SEPD | System Transformation | Arbroath | 0 | 0 | 0 | 0 | 0 | 0 | 0 | 0 | 0 | 0 | 0 | 0 | 0 | 0 | 0 | 0 | 0 | 0 | 0 | 0 | 0 | 0 | 0 | 0 | 0 | 0 | 0 | 0 | 0 | 0 | 0 | 0
Lct_BB001 | Number | SEPD | System Transformation | Arbroath | 64.029 | 91.3298 | 149.6471 | 282.702 | 458.9852 | 705.8109 | 1180.5136 | 2054.4456 | 2933.5592 | 3819.8264 | 4713.8417 | 5618.2562 | 6800.6538 | 8396.2275 | 10156.7193 | 12032.3076 | 14030.4273 | 16017.9385 | 17914.0045 | 19639.6414 | 21154.8473 | 22418.1302 | 23423.5377 | 24096.9273 | 24569.7475 | 24666.5565 | 25097.8649 | 24872.6889 | 24570.5154 | 24128.3691 | 23628.4808 | 23061.9733
Lct_BB003 | Number | SEPD | System Transformation | Arbroath | 0.2554 | 0.2554 | 2.4219 | 4.688 | 7.4191 | 10.7623 | 14.9103 | 19.1768 | 24.9502 | 32.8849 | 42.9899 | 55.9997 | 74.4587 | 96.2279 | 123.4034 | 156.2673 | 196.1777 | 241.6201 | 290.9414 | 341.4021 | 390.0138 | 434.9784 | 475.4031 | 511.5839 | 544.4399 | 575.2196 | 600.6639 | 622.8546 | 644.6832 | 664.247 | 674.7126 | 683.9521
Lct_BB005 | Number | SEPD | System Transformation | Arbroath | 53.4711 | 110.2882 | 134.5498 | 178.3348 | 218.7748 | 262.6561 | 348.3717 | 445.3766 | 511.8517 | 574.2958 | 703.5751 | 795.0151 | 893.6183 | 991.7068 | 1090.9424 | 1191.4635 | 1293.038 | 1405.0289 | 1516.9848 | 1629.7282 | 1742.9873 | 1857.3172 | 2057.9171 | 2260.4919 | 2462.5964 | 2665.3328 | 2869.6232 | 2883.2888 | 2897.7354 | 2912.963 | 2929.1136 | 2945.4436
Lct_BB006 | Number | SEPD | System Transformation | Arbroath | 0 | 0 | 22.9201 | 45.5442 | 67.8726 | 89.9049 | 111.6394 | 135.8473 | 159.657 | 183.071 | 206.0897 | 232.9532 | 347.9211 | 461.6267 | 574.0657 | 685.2358 | 795.1445 | 891.3298 | 986.3205 | 1080.115 | 1172.7181 | 1264.1258 | 1343.893 | 1423.1265 | 1501.8228 | 1579.9872 | 1657.6175 | 1657.6175 | 1657.6175 | 1657.6175 | 1657.6175 | 1657.6175
Lct_BB007 | Number | SEPD | System Transformation | Arbroath | 51.8187 | 66.848 | 72.6217 | 83.8724 | 94.1136 | 105.1315 | 127.955 | 153.9928 | 175.283 | 194.6452 | 233.4931 | 268.3803 | 306.4195 | 344.4439 | 382.4534 | 420.4479 | 458.4276 | 488.7576 | 519.0455 | 549.2912 | 579.4947 | 609.6559 | 649.5807 | 689.0785 | 728.2465 | 767.5639 | 807.0139 | 805.4718 | 805.7354 | 803.6159 | 801.7655 | 799.9377
Lct_BB008 | Number | SEPD | System Transformation | Arbroath | 0 | 0 | 1.2527 | 2.4891 | 3.7094 | 4.9134 | 6.1013 | 7.4244 | 8.7257 | 10.0054 | 11.2635 | 12.4998 | 17.7908 | 23.0235 | 28.198 | 33.3143 | 38.3724 | 42.799 | 47.1706 | 51.4872 | 55.7488 | 59.9555 | 63.6265 | 67.2728 | 70.8946 | 74.4918 | 78.0644 | 78.0644 | 78.0644 | 78.0644 | 78.0644 | 78.0644
Lct_BB010b | MW | SEPD | System Transformation | Arbroath | 0.456 | 0.58118 | 0.71521 | 1.0203 | 1.4479 | 2.0129 | 3.4734 | 4.9494 | 6.4158 | 7.9278 | 9.3766 | 10.9074 | 13.7361 | 17.0436 | 21.0438 | 25.5432 | 31.2702 | 39.806 | 48.8071 | 55.2062 | 59.7412 | 63.1153 | 65.5367 | 66.9868 | 67.9144 | 67.9144 | 67.9144 | 67.9144 | 67.9144 | 67.9144 | 67.9144 | 67.9144
Lct_BB011b | MW | SEPD | System Transformation | Arbroath | 0.229 | 0.2403 | 0.2583 | 0.29265 | 0.33224 | 0.378 | 0.43422 | 0.49449 | 0.56665 | 0.65275 | 0.75534 | 0.87732 | 1.0563 | 1.2711 | 1.5231 | 1.8102 | 2.1196 | 2.4481 | 2.7797 | 3.0965 | 3.3803 | 3.6215 | 3.8162 | 3.9677 | 4.0773 | 4.1408 | 4.2036 | 4.2665 | 4.3311 | 4.3935 | 4.4369 | 4.4716
Lct_BB012b | MW | SEPD | System Transformation | Arbroath | 0.672 | 0.6829 | 0.69382 | 0.72798 | 0.76812 | 0.81443 | 0.86997 | 0.94639 | 1.0401 | 1.1546 | 1.293 | 1.4599 | 1.728 | 2.0563 | 2.4483 | 2.9038 | 3.399 | 3.9357 | 4.492 | 5.0383 | 5.3138 | 5.5481 | 5.7356 | 5.8775 | 5.9703 | 5.9927 | 6.0047 | 6.0099 | 6.0099 | 6.0099 | 6.0099 | 6.0099
Lct_BB013b | MW | SEPD | System Transformation | Arbroath | 0 | 0 | 0 | 0 | 0 | 0 | 0 | 0 | 0 | 0 | 0 | 0 | 0 | 0 | 0 | 0 | 0 | 0 | 0 | 0 | 0 | 0 | 0 | 0 | 0 | 0 | 0 | 0 | 0 | 0 | 0 | 0
Lct_BB014 | Number | SEPD | System Transformation | Arbroath | 27.9758 | 28.1905 | 31.7001 | 35.9903 | 40.6815 | 45.9904 | 52.0806 | 71.8163 | 80.3813 | 89.9679 | 100.585 | 112.651 | 148.7725 | 167.8369 | 189.4534 | 213.8023 | 241.1524 | 360.6378 | 388.4875 | 419.1631 | 453.3105 | 490.8481 | 541.7709 | 588.5058 | 639.4988 | 696.327 | 759.1177 | 855.8959 | 964.7329 | 1087.6786 | 1226.0154 | 1381.7925
Other generation | MW | SEPD | System Transformation | Arbroath | 0 | 0.05 | 0.05 | 0.05 | 0.05 | 0.05 | 0.05 | 0.05 | 0.05 | 0.05 | 0.05 | 0.05 | 0.05 | 0.05 | 0.05 | 0.05 | 0.05 | 0.05 | 0.05 | 0.05 | 0.05 | 0.05 | 0.05 | 0.05 | 0.05 | 0.05 | 0.05 | 0.05 | 0.05 | 0.05 | 0.05 | 0.05
Srg_BB001 | MW | SEPD | System Transformation | Arbroath | 0 | 0.15261 | 35.1679 | 35.1831 | 35.1984 | 35.2136 | 35.2289 | 35.4736 | 35.4893 | 35.5052 | 35.5213 | 35.5386 | 35.6073 | 35.6787 | 35.7528 | 35.8289 | 35.9099 | 35.9295 | 35.9493 | 35.9692 | 35.9895 | 36.0094 | 36.2398 | 36.4703 | 36.7005 | 36.9307 | 37.161 | 37.1615 | 37.162 | 37.1624 | 37.1629 | 37.1633
Srg_BB002 | MW | SEPD | System Transformation | Arbroath | 0 | 0 | 0.00069512 | 0.0014213 | 0.0021907 | 0.0030227 | 0.0039366 | 0.0080749 | 0.0084434 | 0.0087965 | 0.0092252 | 0.0096453 | 0.010057 | 0.010457 | 0.01085 | 0.011238 | 0.011623 | 0.012004 | 0.012337 | 0.012673 | 0.013006 | 0.013342 | 0.016609 | 0.02005 | 0.023636 | 0.027345 | 0.030998 | 0.031452 | 0.031848 | 0.032188 | 0.032472 | 0.032754
Data centres (MW) | MW | SEPD | System Transformation | Ardmore | 0 | 0 | 0 | 0 | 0 | 0 | 0 | 0 | 0 | 0 | 0 | 0 | 0 | 0 | 0 | 0 | 0 | 0 | 0 | 0 | 0 | 0 | 0 | 0 | 0 | 0 | 0 | 0 | 0 | 0 | 0 | 0
Dem_BB001a | Number of homes (cumulative) | SEPD | System Transformation | Ardmore | 0 | 160 | 211 | 253 | 279 | 345 | 411 | 478 | 528 | 555 | 577 | 599 | 619 | 637 | 651 | 665 | 673 | 676 | 679 | 680 | 680 | 680 | 680 | 680 | 680 | 680 | 680 | 680 | 680 | 680 | 680 | 680
Dem_BB002b | Floorspace (m2) (cumulative) | SEPD | System Transformation | Ardmore | 0 | 4320 | 4416 | 6192 | 12068 | 27114 | 33215 | 62350 | 76753.3333 | 91990 | 108060 | 180565.3333 | 258397.5 | 335156.5 | 433081.5 | 533137.5 | 619628.6667 | 709920 | 804011.5 | 901903.1667 | 998961.5 | 1039584.5 | 1075246.5 | 1104497.5 | 1127665 | 1146199 | 1160099.5 | 1169366.5 | 1174000 | 1174000 | 1174000 | 1174000
Domestic direct electric heating | Number | SEPD | System Transformation | Ardmore | 4949.2392 | 4949.2392 | 4949.2392 | 4949.2392 | 4949.2392 | 4949.2392 | 4949.2392 | 4949.2392 | 4949.2392 | 4949.2392 | 4949.2392 | 4949.2392 | 4949.2392 | 4949.2392 | 4949.2392 | 4885.6041 | 4854.424 | 4823.5626 | 4793.0199 | 4762.7428 | 4732.8109 | 4703.1446 | 4673.8236 | 4644.7682 | 4616.005 | 4587.5338 | 4559.3549 | 4531.4149 | 4503.7937 | 4476.4115 | 4449.348 | 4422.5235
Gas: Hydrogen peaking | MW | SEPD | System Transformation | Ardmore | 0 | 0 | 0 | 0 | 0 | 0 | 0 | 0 | 0 | 0 | 0 | 0 | 0 | 0 | 0 | 0 | 0 | 0 | 0 | 0 | 0 | 0 | 0 | 0 | 0 | 0 | 0 | 0 | 0 | 0 | 0 | 0
Gen_BB001 | MW | SEPD | System Transformation | Ardmore | 0.15 | 0.15 | 0.15 | 0.15 | 0.15 | 0.15 | 0.15 | 0.15 | 0.15 | 0.15 | 0.15 | 0.15 | 0.15 | 0.15 | 0.15 | 0.15 | 0.15 | 0.15 | 0.15 | 0.15 | 0.15 | 0.15 | 0.15 | 0.15 | 0 | 0 | 0 | 0 | 0 | 0 | 0 | 0
Gen_BB004 | MW | SEPD | System Transformation | Ardmore | 0 | 0 | 0 | 0 | 0 | 0 | 0 | 0 | 0 | 0 | 0 | 0 | 0 | 0 | 0 | 0 | 0 | 0 | 0 | 0 | 0 | 0 | 0 | 0 | 0 | 0 | 0 | 0 | 0 | 0 | 0 | 0
Gen_BB005 | MW | SEPD | System Transformation | Ardmore | 0 | 0 | 0 | 0 | 0 | 0 | 0 | 0 | 0 | 0 | 0 | 0 | 0 | 0 | 0 | 0 | 0 | 0 | 0 | 0 | 0 | 0 | 0 | 0 | 0 | 0 | 0 | 0 | 0 | 0 | 0 | 0
Gen_BB006 | MW | SEPD | System Transformation | Ardmore | 0 | 0 | 0 | 0 | 0 | 0 | 0 | 0 | 0 | 0 | 0 | 0 | 0 | 0 | 0 | 0 | 0 | 0 | 0 | 0 | 0 | 0 | 0 | 0 | 0 | 0 | 0 | 0 | 0 | 0 | 0 | 0
Gen_BB008 | MW | SEPD | System Transformation | Ardmore | 0 | 0 | 0 | 0 | 0 | 0 | 0 | 0 | 0 | 0 | 0 | 0 | 0 | 0 | 0 | 0 | 0 | 0 | 0 | 0 | 0 | 0 | 0 | 0 | 0 | 0 | 0 | 0 | 0 | 0 | 0 | 0
Gen_BB010 | MW | SEPD | System Transformation | Ardmore | 0 | 0 | 0 | 0 | 0 | 0 | 0 | 0 | 0 | 0 | 0 | 0 | 0 | 0 | 0 | 0 | 0 | 0 | 0 | 0 | 0 | 0 | 0 | 0 | 0 | 0 | 0 | 0 | 0 | 0 | 0 | 0
Gen_BB011 | MW | SEPD | System Transformation | Ardmore | 0 | 0 | 0 | 0 | 0 | 0 | 0 | 0 | 0 | 0 | 0 | 0 | 0 | 0 | 0 | 0 | 0 | 0 | 0 | 0 | 0 | 0 | 0 | 0 | 0 | 0 | 0 | 0 | 0 | 0 | 0 | 0
Gen_BB012 | MW | SEPD | System Transformation | Ardmore | 0.04596 | 0.048222 | 0.051688 | 0.056099 | 0.061871 | 0.068384 | 0.076277 | 0.091991 | 0.10738 | 0.13029 | 0.1541 | 0.17849 | 0.20323 | 0.22834 | 0.25383 | 0.27972 | 0.30589 | 0.32926 | 0.35298 | 0.37671 | 0.40068 | 0.42491 | 0.44815 | 0.47002 | 0.49051 | 0.5054 | 0.52031 | 0.53384 | 0.54598 | 0.55673 | 0.56752 | 0.57837
Gen_BB013 | MW | SEPD | System Transformation | Ardmore | 1.0376 | 1.056 | 1.0836 | 1.1185 | 1.1638 | 1.2149 | 1.2763 | 1.3966 | 1.5127 | 1.7361 | 1.9559 | 2.1722 | 2.3841 | 2.5933 | 2.8008 | 3.0076 | 3.213 | 3.3944 | 3.5777 | 3.7605 | 3.9447 | 4.1305 | 4.3072 | 4.4715 | 4.6237 | 4.7312 | 4.838 | 4.9335 | 5.0179 | 5.091 | 5.1641 | 5.2371
Gen_BB014 | MW | SEPD | System Transformation | Ardmore | 0 | 0 | 0 | 0 | 0 | 0 | 0 | 0 | 0 | 0 | 0 | 0 | 0 | 0 | 0 | 0 | 0 | 0 | 0 | 0 | 0 | 0 | 0 | 0 | 0 | 0 | 0 | 0 | 0 | 0 | 0 | 0
Gen_BB015 | MW | SEPD | System Transformation | Ardmore | 35.7 | 35.7 | 40.7 | 40.7 | 40.7 | 90.4 | 90.4 | 90.4 | 90.4 | 90.4 | 90.4 | 90.4 | 90.4 | 93.85 | 93.85 | 93.85 | 93.85 | 93.85 | 93.85 | 98.65 | 98.65 | 101.65 | 101.65 | 101.65 | 101.65 | 102.55 | 102.55 | 102.55 | 102.55 | 102.55 | 102.55 | 102.55
Gen_BB016 | MW | SEPD | System Transformation | Ardmore | 3.31 | 3.31 | 3.31 | 3.31 | 3.31 | 3.31 | 3.31 | 3.31 | 3.31 | 3.31 | 3.31 | 3.31 | 3.31 | 3.31 | 3.31 | 3.31 | 3.31 | 3.31 | 3.31 | 4.21 | 4.25 | 4.25 | 4.49 | 4.49 | 4.515 | 4.515 | 4.515 | 4.515 | 4.515 | 4.515 | 4.515 | 4.515
Gen_BB017 | MW | SEPD | System Transformation | Ardmore | 0 | 0 | 0 | 0 | 0 | 0 | 0 | 0 | 0 | 0 | 0 | 0 | 0 | 0 | 0 | 0 | 0 | 0 | 0 | 0 | 0 | 0 | 0 | 0 | 0 | 0 | 0 | 0 | 0 | 0 | 0 | 0
Gen_BB018 | MW | SEPD | System Transformation | Ardmore | 2.2198 | 2.2198 | 2.2198 | 2.2198 | 2.2249 | 2.2704 | 2.2798 | 2.2936 | 2.3053 | 2.3202 | 2.3318 | 2.3468 | 2.3584 | 2.3733 | 2.3883 | 2.3999 | 2.4149 | 2.4263 | 2.4407 | 2.4516 | 2.4657 | 2.4795 | 2.4899 | 2.5033 | 2.5166 | 2.5265 | 2.5394 | 2.5523 | 2.565 | 2.5742 | 2.5867 | 2.5981
Hydrogen electrolysis | MW | SEPD | System Transformation | Ardmore | 0 | 0 | 0 | 0 | 0 | 0 | 0 | 0 | 0 | 0 | 0 | 0 | 0 | 0 | 0 | 0 | 0 | 0 | 0 | 0 | 0 | 0 | 0 | 0 | 0 | 0.7 | 0.7 | 0.7 | 1.4 | 1.4 | 1.4 | 1.4
Lct_BB001 | Number | SEPD | System Transformation | Ardmore | 66.1408 | 89.0662 | 134.8911 | 238.9421 | 375.6115 | 560.3548 | 1014.5001 | 1607.1787 | 2199.6797 | 2792.2419 | 3384.7301 | 3977.3081 | 4918.3949 | 6113.5955 | 7468.5577 | 8954.6992 | 10595.4562 | 12270.0136 | 13903.7602 | 15416.3426 | 16745.3107 | 17843.6338 | 18704.1175 | 19308.9682 | 19695.1768 | 19638.4614 | 19683.7551 | 19456.771 | 19162.1476 | 18744.3441 | 18285.3915 | 17792.1222
Lct_BB003 | Number | SEPD | System Transformation | Ardmore | 0 | 0 | 0 | 0 | 0 | 0 | 0 | 0 | 0 | 0 | 0 | 0 | 0 | 0 | 0 | 0 | 0 | 0 | 0 | 0 | 0 | 0 | 0 | 0 | 0 | 0 | 0 | 0 | 0 | 0 | 0 | 0
Lct_BB005 | Number | SEPD | System Transformation | Ardmore | 1577.3355 | 1677.9631 | 1716.9084 | 1792.8445 | 1862.1666 | 1939.9257 | 2100.9202 | 2286.8044 | 2446.661 | 2598.492 | 2933.0709 | 3347.8674 | 3802.0583 | 4258.6661 | 4718.6902 | 5181.3348 | 5646.1635 | 6002.9025 | 6359.8713 | 6717.4416 | 7074.6084 | 7431.9391 | 7889.6791 | 8349.6634 | 8813.4791 | 9281.5794 | 9754.3518 | 9754.3518 | 9754.3518 | 9754.3518 | 9754.3518 | 9754.3518
Lct_BB006 | Number | SEPD | System Transformation | Ardmore | 0 | 0 | 2.4514 | 4.8721 | 7.2605 | 9.6168 | 11.9423 | 14.5306 | 17.0781 | 19.5828 | 22.0449 | 25.2313 | 38.8728 | 52.3644 | 65.7063 | 78.8978 | 91.9391 | 103.3524 | 114.6233 | 125.7528 | 136.7403 | 147.5864 | 157.0511 | 166.4519 | 175.7898 | 185.0641 | 194.2747 | 194.2747 | 194.2747 | 194.2747 | 194.2747 | 194.2747
Lct_BB007 | Number | SEPD | System Transformation | Ardmore | 11.381 | 14.6819 | 15.95 | 18.421 | 20.6703 | 23.0902 | 28.1029 | 33.8216 | 38.4977 | 42.7502 | 51.2825 | 58.9449 | 67.2995 | 75.6509 | 83.999 | 92.3438 | 100.6853 | 107.3468 | 113.9989 | 120.6419 | 127.2755 | 133.8999 | 142.539 | 150.9546 | 159.292 | 167.6524 | 176.0346 | 176.4471 | 177.1887 | 177.8989 | 178.5985 | 179.239
Lct_BB008 | Number | SEPD | System Transformation | Ardmore | 0 | 0 | 0.27514 | 0.54672 | 0.81469 | 1.0791 | 1.34 | 1.6306 | 1.9164 | 2.1975 | 2.4738 | 2.7454 | 3.9074 | 5.0567 | 6.1932 | 7.3169 | 8.4278 | 9.4 | 10.3601 | 11.3082 | 12.2442 | 13.1681 | 13.9744 | 14.7752 | 15.5707 | 16.3607 | 17.1454 | 17.1454 | 17.1454 | 17.1454 | 17.1454 | 17.1454
Lct_BB010b | MW | SEPD | System Transformation | Ardmore | 0.049 | 0.14912 | 0.27223 | 0.60224 | 1.1 | 1.7686 | 3.7331 | 5.6615 | 7.4768 | 9.3865 | 11.6653 | 13.6244 | 17.2282 | 21.3695 | 26.2094 | 31.9837 | 38.6035 | 47.1299 | 62.1445 | 75.6427 | 83.5024 | 87.5402 | 89.9451 | 91.3604 | 92.1752 | 92.1752 | 92.1752 | 92.1752 | 92.1752 | 92.1752 | 92.1752 | 92.1752
Lct_BB011b | MW | SEPD | System Transformation | Ardmore | 0.364 | 0.3728 | 0.40121 | 0.44455 | 0.49487 | 0.5535 | 0.62493 | 0.7023 | 0.79494 | 0.90523 | 1.0375 | 1.1943 | 1.4219 | 1.6946 | 2.0159 | 2.3816 | 2.7782 | 3.2009 | 3.6306 | 4.0441 | 4.4189 | 4.7426 | 5.0098 | 5.2262 | 5.3927 | 5.5054 | 5.617 | 5.7287 | 5.8436 | 5.9543 | 6.0314 | 6.0931
Lct_BB012b | MW | SEPD | System Transformation | Ardmore | 0.825 | 0.8369 | 0.84911 | 0.88332 | 0.9233 | 0.97064 | 1.0284 | 1.0941 | 1.1735 | 1.2689 | 1.3834 | 1.5201 | 1.7373 | 2.0005 | 2.3103 | 2.6665 | 3.0485 | 3.4572 | 3.874 | 4.2766 | 4.6435 | 4.9594 | 5.2166 | 5.4153 | 5.5513 | 5.5836 | 5.6007 | 5.6081 | 5.6081 | 5.6081 | 5.6081 | 5.6081
Lct_BB013b | MW | SEPD | System Transformation | Ardmore | 0 | 0.0027 | 0.00528 | 0.0099 | 0.01411 | 0.01793 | 0.02163 | 0.03035 | 0.04068 | 0.05291 | 0.06733 | 0.0843 | 0.1147 | 0.15138 | 0.19473 | 0.24466 | 0.29923 | 0.35823 | 0.41944 | 0.48002 | 0.5373 | 0.58936 | 0.63534 | 0.67532 | 0.70863 | 0.72809 | 0.74427 | 0.75738 | 0.76769 | 0.77547 | 0.77547 | 0.77547
Lct_BB014 | Number | SEPD | System Transformation | Ardmore | 11.7438 | 11.8339 | 13.3071 | 15.1081 | 17.0774 | 19.306 | 21.8625 | 21.1343 | 23.6548 | 26.476 | 29.6004 | 33.1513 | 32.6357 | 36.8177 | 41.5597 | 46.901 | 52.9007 | 79.1118 | 85.221 | 91.9502 | 99.441 | 107.6755 | 124.1772 | 134.8891 | 146.5771 | 159.6024 | 173.9944 | 196.1766 | 221.1227 | 249.3026 | 281.0102 | 316.7153
Other generation | MW | SEPD | System Transformation | Ardmore | 0 | 0 | 0 | 0 | 0 | 0 | 0 | 0 | 0 | 0 | 0 | 0 | 0 | 0 | 0 | 0 | 0 | 0 | 0 | 0 | 0 | 0 | 0 | 0 | 0 | 0 | 0 | 0 | 0 | 0 | 0 | 0
Srg_BB001 | MW | SEPD | System Transformation | Ardmore | 0 | 0.027146 | 0.038032 | 0.049523 | 0.060505 | 0.082595 | 0.11416 | 0.28236 | 0.32317 | 0.36348 | 0.40046 | 0.46308 | 0.48144 | 0.50429 | 0.52881 | 0.54771 | 0.59073 | 0.60574 | 0.62221 | 0.63901 | 0.6588 | 0.67494 | 0.7274 | 0.7803 | 0.83072 | 0.88054 | 0.9306 | 0.93369 | 0.9366 | 0.93938 | 0.94203 | 0.94457
Srg_BB002 | MW | SEPD | System Transformation | Ardmore | 0 | 0 | 0.00042414 | 0.0008691 | 0.0013431 | 0.0018584 | 0.0024278 | 0.005033 | 0.0052669 | 0.0055046 | 0.005807 | 0.0061148 | 0.0064261 | 0.0067374 | 0.00705 | 0.0073651 | 0.0076837 | 0.0080036 | 0.0082864 | 0.0085758 | 0.0088657 | 0.0091607 | 0.01206 | 0.015139 | 0.018368 | 0.021723 | 0.025042 | 0.025456 | 0.025818 | 0.02613 | 0.026391 | 0.026651
Data centres (MW) | MW | SEPD | System Transformation | Beauly | 0 | 0 | 0 | 0 | 0 | 0 | 0 | 0 | 0 | 0 | 0 | 0 | 0 | 0 | 0 | 0 | 0 | 0 | 0 | 0 | 0 | 0 | 0 | 0 | 0 | 0 | 0 | 0 | 0 | 0 | 0 | 0
Dem_BB001a | Number of homes (cumulative) | SEPD | System Transformation | Beauly | 0 | 205.6156 | 412.3516 | 556.9008 | 660.4633 | 746.004 | 801.004 | 838.004 | 879.004 | 920.004 | 977.004 | 1037.004 | 1075.004 | 1096.004 | 1111.004 | 1126.004 | 1139.004 | 1151.472 | 1164.0759 | 1174.4893 | 1183.7701 | 1189.8881 | 1192.5081 | 1193.0175 | 1193.4276 | 1193.7534 | 1194.0204 | 1194.2382 | 1194.4147 | 1194.5429 | 1194.6281 | 1194.6685
Dem_BB002b | Floorspace (m2) (cumulative) | SEPD | System Transformation | Beauly | 0 | 0 | 0 | 0 | 0 | 0 | 0 | 0 | 0 | 0 | 0 | 0 | 0 | 0 | 0 | 0 | 0 | 0 | 0 | 0 | 0 | 0 | 0 | 0 | 0 | 0 | 0 | 0 | 0 | 0 | 0 | 0
Domestic direct electric heating | Number | SEPD | System Transformation | Beauly | 3573.4934 | 3595.7441 | 3618.0985 | 3633.7579 | 3644.9892 | 3654.2767 | 3609.3688 | 3568.6369 | 3529.6831 | 3491.5226 | 3456.1275 | 3421.6535 | 3385.9727 | 3349.4909 | 3312.406 | 3286.9743 | 3257.3338 | 3228.3451 | 3199.1455 | 3170.5018 | 3142.2519 | 3114.6984 | 3088.1848 | 3062.0877 | 3036.3195 | 3010.9943 | 2985.7598 | 2960.728 | 2936.0321 | 2911.7343 | 2887.654 | 2863.9696
Gas: Hydrogen peaking | MW | SEPD | System Transformation | Beauly | 0 | 0 | 0 | 0 | 0 | 0 | 0 | 0 | 0 | 0 | 0 | 0 | 0 | 0 | 0 | 0 | 0 | 0 | 0 | 0 | 0 | 0 | 0 | 0 | 0 | 0 | 0 | 0 | 0 | 0 | 0 | 0
Gen_BB001 | MW | SEPD | System Transformation | Beauly | 0 | 0 | 0 | 0 | 0 | 0 | 0 | 0 | 0 | 0 | 0 | 0 | 0 | 0 | 0 | 0 | 0 | 0 | 0 | 0 | 0 | 0 | 0 | 0 | 0 | 0 | 0 | 0 | 0 | 0 | 0 | 0
Gen_BB004 | MW | SEPD | System Transformation | Beauly | 0.15 | 0.15 | 0.15 | 0.15 | 0.15 | 0.15 | 0.15 | 0.15 | 0.15 | 0.15 | 0.15 | 0.15 | 0.15 | 0.15 | 0.15 | 0.15 | 0.15 | 0.15 | 0.15 | 0.15 | 0.15 | 0.15 | 0.15 | 0.15 | 0.15 | 0.15 | 0.15 | 0.15 | 0.15 | 0.15 | 0.15 | 0.15
Gen_BB005 | MW | SEPD | System Transformation | Beauly | 0 | 0 | 0 | 0 | 0 | 0 | 0 | 0 | 0 | 0 | 0 | 0 | 0 | 0 | 0 | 0 | 0 | 0 | 0 | 0 | 0 | 0 | 0 | 0 | 0 | 0 | 0 | 0 | 0 | 0 | 0 | 0
Gen_BB006 | MW | SEPD | System Transformation | Beauly | 0 | 0 | 0 | 0 | 0 | 0 | 0 | 0 | 0 | 0 | 0 | 0 | 0 | 0 | 0 | 0 | 0 | 0 | 0 | 0 | 0 | 0 | 0 | 0 | 0 | 0 | 0 | 0 | 0 | 0 | 0 | 0
Gen_BB008 | MW | SEPD | System Transformation | Beauly | 0 | 0 | 0 | 0 | 0 | 0 | 0 | 0 | 0 | 0 | 0 | 0 | 0 | 0 | 0 | 0 | 0 | 0 | 0 | 0 | 0 | 0 | 0 | 0 | 0 | 0 | 0 | 0 | 0 | 0 | 0 | 0
Gen_BB010 | MW | SEPD | System Transformation | Beauly | 0 | 0 | 0 | 0 | 0 | 0 | 0 | 0 | 0 | 0 | 0 | 0 | 0 | 0 | 0 | 0 | 0 | 0 | 0 | 0 | 0 | 0 | 0 | 0 | 0 | 0 | 0 | 0 | 0 | 0 | 0 | 0
Gen_BB011 | MW | SEPD | System Transformation | Beauly | 0 | 0 | 0 | 0 | 0 | 0 | 0 | 0 | 0 | 0 | 0 | 0 | 0 | 0 | 0 | 0 | 0 | 0 | 0 | 0 | 0 | 0 | 0 | 0 | 0 | 0 | 0 | 0 | 0 | 0 | 0 | 0
Gen_BB012 | MW | SEPD | System Transformation | Beauly | 0.29293 | 0.2991 | 0.30839 | 0.31996 | 0.33471 | 0.35088 | 0.36989 | 0.40622 | 0.44025 | 0.48024 | 0.51854 | 0.55538 | 0.59103 | 0.62587 | 0.66013 | 0.694 | 0.72747 | 0.75686 | 0.78616 | 0.81503 | 0.84377 | 0.87243 | 0.89968 | 0.92522 | 0.94909 | 0.96661 | 0.98412 | 1.0001 | 1.0144 | 1.0273 | 1.0401 | 1.0531
Gen_BB013 | MW | SEPD | System Transformation | Beauly | 2.8495 | 2.9015 | 2.9857 | 3.0827 | 3.194 | 3.3158 | 3.4454 | 3.6649 | 3.8836 | 4.1421 | 4.4135 | 4.6884 | 4.9491 | 5.1996 | 5.4511 | 5.7083 | 5.9688 | 6.2082 | 6.4449 | 6.6835 | 6.9234 | 7.1677 | 7.4095 | 7.6403 | 7.8596 | 8.0359 | 8.2118 | 8.377 | 8.5316 | 8.6766 | 8.8207 | 8.9664
Gen_BB014 | MW | SEPD | System Transformation | Beauly | 0 | 0 | 0 | 0 | 0 | 0 | 0 | 0 | 0 | 0 | 0 | 0 | 0 | 0 | 0 | 0 | 0 | 0 | 0 | 0 | 0 | 0 | 0 | 0 | 0 | 0 | 0 | 0 | 0 | 0 | 0 | 0
Gen_BB015 | MW | SEPD | System Transformation | Beauly | 93.8 | 93.8 | 93.8 | 98.05 | 98.05 | 98.05 | 98.05 | 98.05 | 98.05 | 98.5184 | 99.091 | 99.548 | 100.5568 | 101.8791 | 102.3264 | 112.7698 | 113.2092 | 121.6326 | 124.4393 | 124.8285 | 125.1996 | 125.5516 | 126.0365 | 126.3841 | 126.7292 | 127.0716 | 127.411 | 127.7566 | 128.1084 | 128.4665 | 128.8311 | 129.2022
Gen_BB016 | MW | SEPD | System Transformation | Beauly | 1.3734 | 1.3734 | 1.3743 | 1.3758 | 1.3782 | 1.3837 | 1.4022 | 1.4138 | 1.4262 | 1.4393 | 1.4528 | 1.4666 | 1.4807 | 1.5018 | 1.5227 | 1.5506 | 1.5706 | 1.5968 | 1.6596 | 1.6784 | 2.292 | 2.3136 | 2.3349 | 2.3462 | 2.3566 | 2.3663 | 2.3753 | 2.3834 | 2.3907 | 2.3972 | 2.4031 | 2.4081
Gen_BB017 | MW | SEPD | System Transformation | Beauly | 0 | 0 | 0 | 0 | 0 | 0 | 0 | 0 | 0 | 0 | 0 | 0 | 0 | 0 | 0 | 0 | 0 | 0 | 0 | 0 | 0 | 0 | 0 | 0 | 0 | 0 | 0 | 0 | 0 | 0 | 0 | 0
Gen_BB018 | MW | SEPD | System Transformation | Beauly | 10.2238 | 10.2238 | 10.2238 | 10.2238 | 10.2308 | 10.2933 | 10.3063 | 10.3252 | 10.3412 | 10.3617 | 10.3777 | 10.3983 | 10.4143 | 10.4347 | 10.4553 | 10.4713 | 10.4919 | 10.5075 | 10.5273 | 10.5424 | 10.5617 | 10.5807 | 10.5949 | 10.6134 | 10.6316 | 10.6452 | 10.663 | 10.6807 | 10.6981 | 10.7108 | 10.7279 | 10.7435
Hydrogen electrolysis | MW | SEPD | System Transformation | Beauly | 0 | 0 | 0 | 0 | 0 | 0 | 0 | 0 | 0 | 0 | 0 | 0 | 0 | 0 | 0 | 0 | 0 | 0 | 0 | 0 | 0 | 0 | 0 | 0 | 0 | 0 | 0 | 0 | 0 | 0 | 0 | 0
Lct_BB001 | Number | SEPD | System Transformation | Beauly | 89.0412 | 121.6366 | 186.8409 | 336.2337 | 533.2071 | 802.3047 | 1290.0531 | 1934.4813 | 2578.8831 | 3223.369 | 3867.848 | 4512.2209 | 5519.1319 | 6842.5775 | 8329.3391 | 9944.4491 | 11708.4014 | 13493.3319 | 15221.2991 | 16810.8606 | 18203.9398 | 19354.5762 | 20256.2396 | 20876.8256 | 21278.0382 | 21241.9136 | 21382.677 | 21145.2297 | 20835.6539 | 20394.8513 | 19907.6565 | 19377.553
Lct_BB003 | Number | SEPD | System Transformation | Beauly | 0 | 0 | 0 | 0 | 0 | 0 | 0 | 0 | 0 | 0 | 0 | 0 | 0 | 0 | 0 | 0 | 0 | 0 | 0 | 0 | 0 | 0 | 0 | 0 | 0 | 0 | 0 | 0 | 0 | 0 | 0 | 0
Lct_BB005 | Number | SEPD | System Transformation | Beauly | 351.7288 | 455.169 | 499.6606 | 577.0807 | 646.5847 | 721.8392 | 872.9483 | 1038.5322 | 1167.3318 | 1288.4309 | 1539.6587 | 1824.3881 | 2134.7586 | 2445.8649 | 2757.9762 | 3071.3591 | 3386.7025 | 3637.3256 | 3888.8489 | 4141.381 | 4393.1068 | 4645.7753 | 4980.27 | 5317.0038 | 5656.926 | 6000.2252 | 6346.2338 | 6357.0123 | 6368.4068 | 6380.6317 | 6393.3702 | 6406.4802
Lct_BB006 | Number | SEPD | System Transformation | Beauly | 0 | 0 | 3.5838 | 7.1219 | 10.6127 | 14.0586 | 17.4581 | 21.244 | 24.967 | 28.628 | 32.2283 | 40.0611 | 73.587 | 106.7432 | 139.5298 | 171.9473 | 203.9976 | 232.0454 | 259.7445 | 287.0954 | 314.0994 | 340.7539 | 364.0137 | 387.1185 | 410.0666 | 432.8604 | 455.4972 | 455.4972 | 455.4972 | 455.4972 | 455.4972 | 455.4972
Lct_BB007 | Number | SEPD | System Transformation | Beauly | 11.4241 | 14.7375 | 16.0104 | 18.4908 | 20.7486 | 23.1776 | 28.2093 | 33.9497 | 38.6434 | 42.9121 | 51.4766 | 59.1679 | 67.5542 | 75.9372 | 84.3168 | 92.6932 | 101.0663 | 107.753 | 114.4304 | 121.0984 | 127.7572 | 134.4066 | 143.1534 | 151.679 | 160.2218 | 168.7922 | 177.3953 | 177.6305 | 177.8259 | 178.0235 | 178.2411 | 178.4274
Lct_BB008 | Number | SEPD | System Transformation | Beauly | 0 | 0 | 0.27615 | 0.54875 | 0.81776 | 1.0832 | 1.3451 | 1.6368 | 1.9237 | 2.2058 | 2.4831 | 2.7557 | 3.9222 | 5.0758 | 6.2166 | 7.3446 | 8.4597 | 9.4356 | 10.3994 | 11.351 | 12.2905 | 13.218 | 14.0273 | 14.8312 | 15.6296 | 16.4227 | 17.2103 | 17.2103 | 17.2103 | 17.2103 | 17.2103 | 17.2103
Lct_BB010b | MW | SEPD | System Transformation | Beauly | 0.315 | 0.48215 | 0.67402 | 1.1615 | 1.8271 | 2.7657 | 4.5306 | 6.1389 | 8.2697 | 10.1513 | 11.909 | 13.6828 | 16.9518 | 21.1246 | 26.2418 | 31.8346 | 41.4496 | 54.3473 | 64.4225 | 70.6004 | 74.6227 | 76.8141 | 78.0776 | 79.2324 | 79.7868 | 79.7868 | 79.7868 | 79.7868 | 79.7868 | 79.7868 | 79.7868 | 79.7868
Lct_BB011b | MW | SEPD | System Transformation | Beauly | 0.094 | 0.1022 | 0.12554 | 0.16245 | 0.20482 | 0.25429 | 0.31457 | 0.37983 | 0.45752 | 0.55064 | 0.6611 | 0.79253 | 0.98488 | 1.2158 | 1.4869 | 1.7955 | 2.1287 | 2.4835 | 2.8429 | 3.1868 | 3.4964 | 3.7611 | 3.9772 | 4.1485 | 4.2758 | 4.3553 | 4.4339 | 4.5127 | 4.5937 | 4.6718 | 4.7261 | 4.7696
Lct_BB012b | MW | SEPD | System Transformation | Beauly | 0.305 | 0.3053 | 0.30571 | 0.3119 | 0.32031 | 0.33001 | 0.34181 | 0.35373 | 0.36839 | 0.38616 | 0.4077 | 0.43314 | 0.47572 | 0.52642 | 0.58497 | 0.6509 | 0.71901 | 0.79025 | 0.86147 | 0.92856 | 0.98823 | 1.0379 | 1.0763 | 1.1042 | 1.1202 | 1.1274 | 1.1319 | 1.1338 | 1.1338 | 1.1338 | 1.1338 | 1.1338
Lct_BB013b | MW | SEPD | System Transformation | Beauly | 0 | 0.0033 | 0.00655 | 0.01226 | 0.01745 | 0.02222 | 0.02681 | 0.03767 | 0.05052 | 0.06574 | 0.08368 | 0.10481 | 0.14265 | 0.1883 | 0.24224 | 0.30438 | 0.37227 | 0.44569 | 0.52185 | 0.59724 | 0.66852 | 0.73334 | 0.79056 | 0.84031 | 0.88176 | 0.90599 | 0.92615 | 0.94248 | 0.95533 | 0.96499 | 0.96499 | 0.96499
Lct_BB014 | Number | SEPD | System Transformation | Beauly | 18.1133 | 18.2523 | 20.5246 | 23.3024 | 26.3397 | 29.777 | 33.7202 | 33.7145 | 37.7353 | 42.2358 | 47.22 | 52.8845 | 54.9612 | 62.0042 | 69.99 | 78.9852 | 89.0892 | 133.2308 | 143.5194 | 154.8519 | 167.467 | 181.3346 | 211.2819 | 229.5077 | 249.3942 | 271.5562 | 296.0436 | 333.7855 | 376.2302 | 424.177 | 478.1261 | 538.8766
Other generation | MW | SEPD | System Transformation | Beauly | 0 | 0 | 0 | 0 | 0 | 0 | 0 | 0 | 0 | 0 | 0 | 0 | 0 | 0 | 0 | 0 | 0 | 0 | 0 | 0 | 0 | 0 | 0 | 0 | 0 | 0 | 0 | 0 | 0 | 0 | 0 | 0
Srg_BB001 | MW | SEPD | System Transformation | Beauly | 0 | 0.058328 | 0.082992 | 0.10997 | 0.13572 | 0.16257 | 0.19969 | 0.45772 | 0.53426 | 0.61045 | 0.68323 | 0.78442 | 0.96583 | 1.1524 | 1.3413 | 1.5252 | 1.7386 | 1.9166 | 2.097 | 2.2769 | 2.4607 | 2.6394 | 2.8069 | 2.975 | 3.14 | 3.3043 | 3.4688 | 3.4726 | 3.4763 | 3.4798 | 3.4831 | 3.4863
Srg_BB002 | MW | SEPD | System Transformation | Beauly | 0 | 0 | 0.0011448 | 0.0023311 | 0.0035756 | 0.0049073 | 0.0063529 | 0.012765 | 0.013326 | 0.013854 | 0.014485 | 0.015094 | 0.015684 | 0.016253 | 0.016805 | 0.017345 | 0.017878 | 0.018402 | 0.018856 | 0.019313 | 0.019763 | 0.020214 | 0.024589 | 0.029179 | 0.033945 | 0.038865 | 0.043701 | 0.0443 | 0.044823 | 0.045271 | 0.045646 | 0.046016
Data centres (MW) | MW | SEPD | System Transformation | Boat of Garten | 0 | 0 | 0 | 0 | 0 | 0 | 0 | 0 | 0 | 0 | 0 | 0 | 0 | 0 | 0 | 0 | 0 | 0 | 0 | 0 | 0 | 0 | 0 | 0 | 0 | 0 | 0 | 0 | 0 | 0 | 0 | 0
Dem_BB001a | Number of homes (cumulative) | SEPD | System Transformation | Boat of Garten | 0 | 84 | 179 | 251 | 321 | 396 | 468 | 526 | 577 | 631 | 690 | 752 | 813 | 863 | 911 | 938 | 961 | 980.952 | 1000.9923 | 1018.9089 | 1033.7396 | 1045.538 | 1053.9808 | 1058.3446 | 1061.6375 | 1061.8702 | 1062.0608 | 1062.2164 | 1062.3425 | 1062.434 | 1062.4949 | 1062.5237
Dem_BB002b | Floorspace (m2) (cumulative) | SEPD | System Transformation | Boat of Garten | 0 | 8877.6 | 9074.88 | 9272.16 | 9469.44 | 9666.72 | 11064 | 12364 | 12564 | 12764 | 12964 | 13164 | 13364 | 13564 | 13764 | 13864 | 13864 | 13864 | 13864 | 13864 | 13864 | 13864 | 13864 | 13864 | 13864 | 13864 | 13864 | 13864 | 13864 | 13864 | 13864 | 13864
Domestic direct electric heating | Number | SEPD | System Transformation | Boat of Garten | 2592.7516 | 2601.8228 | 2612.0833 | 2619.8591 | 2627.419 | 2635.519 | 2616.1527 | 2598.9379 | 2581.1335 | 2564.0449 | 2547.8304 | 2532.2322 | 2517.4584 | 2501.7082 | 2484.3566 | 2472.1076 | 2456.8462 | 2441.5686 | 2426.1877 | 2410.985 | 2395.7667 | 2380.8728 | 2366.3903 | 2351.7276 | 2337.3866 | 2322.8863 | 2308.5176 | 2294.2652 | 2280.2149 | 2266.3419 | 2252.6674 | 2239.1674
Gas: Hydrogen peaking | MW | SEPD | System Transformation | Boat of Garten | 0 | 0 | 0 | 0 | 0 | 0 | 0 | 0 | 0 | 0 | 0 | 0 | 0 | 0 | 0 | 0 | 0 | 0 | 0 | 0 | 0 | 0 | 0 | 0 | 0 | 0 | 0 | 0 | 0 | 0 | 0 | 0
Gen_BB001 | MW | SEPD | System Transformation | Boat of Garten | 0 | 0 | 0 | 0 | 0 | 0 | 0 | 0 | 0 | 0 | 0 | 0 | 0 | 0 | 0 | 0 | 0 | 0 | 0 | 0 | 0 | 0 | 0 | 0 | 0 | 0 | 0 | 0 | 0 | 0 | 0 | 0
Gen_BB004 | MW | SEPD | System Transformation | Boat of Garten | 0.249 | 0.249 | 0.249 | 0.249 | 0.249 | 0.249 | 0.249 | 0.249 | 0.249 | 0.249 | 0.249 | 0.249 | 0.249 | 0.249 | 0.249 | 0.249 | 0.249 | 0.249 | 0.249 | 0.249 | 0.249 | 0.249 | 0.249 | 0.249 | 0.249 | 0.24651 | 0.24404 | 0.23916 | 0.23438 | 0.22735 | 0.22053 | 0.21391
Gen_BB005 | MW | SEPD | System Transformation | Boat of Garten | 0 | 0 | 0 | 0 | 0 | 0 | 0 | 0 | 0 | 0 | 0 | 0 | 0 | 0 | 0 | 0 | 0 | 0 | 0 | 0 | 0 | 0 | 0 | 0 | 0 | 0 | 0 | 0 | 0 | 0 | 0 | 0
Gen_BB006 | MW | SEPD | System Transformation | Boat of Garten | 0 | 0 | 0 | 0 | 0 | 0 | 0 | 0 | 0 | 0 | 0 | 0 | 0 | 0 | 0 | 0 | 0 | 0 | 0 | 0 | 0 | 0 | 0 | 0 | 0 | 0 | 0 | 0 | 0 | 0 | 0 | 0
Gen_BB008 | MW | SEPD | System Transformation | Boat of Garten | 0 | 0 | 0 | 0 | 0 | 0 | 0 | 0 | 0 | 0 | 0 | 0 | 0 | 0 | 0 | 0 | 0 | 0 | 0 | 0 | 0 | 0 | 0 | 0 | 0 | 0 | 0 | 0 | 0 | 0 | 0 | 0
Gen_BB010 | MW | SEPD | System Transformation | Boat of Garten | 0 | 0 | 0 | 0 | 0 | 0 | 0 | 0 | 0 | 0 | 0 | 0 | 0 | 0 | 0 | 0 | 0 | 0 | 0 | 0 | 0 | 0 | 0 | 0 | 0 | 0 | 0 | 0 | 0 | 0 | 0 | 0
Gen_BB011 | MW | SEPD | System Transformation | Boat of Garten | 0 | 0 | 0 | 0 | 0 | 0 | 0 | 0 | 0 | 0 | 0 | 0 | 0 | 0 | 0 | 0 | 0 | 0 | 0 | 0 | 0 | 0 | 0 | 0 | 0 | 0 | 0 | 0 | 0 | 0 | 0 | 0
Gen_BB012 | MW | SEPD | System Transformation | Boat of Garten | 0.07844 | 0.35157 | 0.35623 | 0.36195 | 0.36912 | 0.37681 | 0.38565 | 0.40199 | 0.41671 | 0.43464 | 0.45164 | 0.46784 | 0.48341 | 0.49853 | 0.51332 | 0.52789 | 0.54222 | 0.55477 | 0.56724 | 0.57949 | 0.59165 | 0.60375 | 0.61523 | 0.62599 | 0.63603 | 0.64342 | 0.6508 | 0.65752 | 0.66359 | 0.66902 | 0.67446 | 0.67992
Gen_BB013 | MW | SEPD | System Transformation | Boat of Garten | 1.4518 | 1.4696 | 1.5008 | 1.5373 | 1.5841 | 1.642 | 1.7096 | 1.8027 | 1.8937 | 2.0272 | 2.1675 | 2.3135 | 2.4642 | 2.6079 | 2.7564 | 2.8913 | 3.0241 | 3.1455 | 3.2654 | 3.3853 | 3.5036 | 3.6234 | 3.7416 | 3.8519 | 3.9587 | 4.0444 | 4.1311 | 4.2136 | 4.2919 | 4.366 | 4.4403 | 4.5148
Gen_BB014 | MW | SEPD | System Transformation | Boat of Garten | 0 | 0 | 0 | 0 | 0 | 0 | 0 | 0 | 0 | 0 | 0 | 0 | 0 | 0 | 0 | 0 | 0 | 0 | 0 | 0 | 0 | 0 | 0 | 0 | 0 | 0 | 0 | 0 | 0 | 0 | 0 | 0
Gen_BB015 | MW | SEPD | System Transformation | Boat of Garten | 0 | 0 | 0 | 0 | 0 | 0 | 0 | 0 | 0 | 0.59693 | 1.3267 | 1.9092 | 3.195 | 4.8802 | 5.4502 | 6.0154 | 6.5754 | 7.1151 | 7.6334 | 8.1294 | 8.6023 | 9.0509 | 9.669 | 10.112 | 10.5518 | 10.9882 | 11.4208 | 11.8612 | 12.3096 | 12.7661 | 13.2307 | 13.7037
Gen_BB016 | MW | SEPD | System Transformation | Boat of Garten | 0.82001 | 0.82001 | 0.82122 | 0.82306 | 0.8262 | 0.83309 | 0.85667 | 0.87147 | 0.88734 | 0.90399 | 0.92126 | 0.93884 | 0.95671 | 0.98364 | 1.0104 | 1.0459 | 1.0713 | 1.1048 | 1.1275 | 1.1514 | 1.2006 | 1.5531 | 1.5802 | 1.5946 | 1.608 | 1.6203 | 1.6318 | 1.6421 | 1.6514 | 1.6597 | 1.6672 | 1.6736
Gen_BB017 | MW | SEPD | System Transformation | Boat of Garten | 0 | 0 | 0 | 0 | 0 | 0 | 0 | 0 | 0 | 0 | 0 | 0 | 0 | 0 | 0 | 0 | 0 | 0 | 0 | 0 | 0 | 0 | 0 | 0 | 0 | 0 | 0 | 0 | 0 | 0 | 0 | 0
Gen_BB018 | MW | SEPD | System Transformation | Boat of Garten | 5.2749 | 5.2749 | 5.2749 | 5.2749 | 5.2749 | 5.2749 | 5.2749 | 5.2749 | 5.2749 | 5.2749 | 5.2749 | 5.2749 | 5.2749 | 5.2749 | 5.2749 | 5.2749 | 5.2749 | 5.2749 | 5.2749 | 5.2749 | 5.2749 | 5.2749 | 5.2749 | 5.2749 | 5.2749 | 5.2749 | 5.2749 | 5.2749 | 5.2749 | 5.2749 | 5.2749 | 5.2749
Hydrogen electrolysis | MW | SEPD | System Transformation | Boat of Garten | 0 | 0 | 0 | 0 | 0 | 0 | 0 | 0 | 0 | 0 | 0 | 0 | 0 | 0 | 0 | 0 | 0 | 0 | 0 | 0 | 0 | 0 | 1.4 | 1.4 | 1.4 | 1.4 | 2.8 | 2.8 | 2.8 | 2.8 | 4 | 4
Lct_BB001 | Number | SEPD | System Transformation | Boat of Garten | 39.7732 | 54.2562 | 84.3473 | 152.2161 | 241.5482 | 363.5938 | 602.0289 | 918.7089 | 1236.9772 | 1557.8382 | 1881.7642 | 2209.163 | 2715.5818 | 3373.4849 | 4116.391 | 4928.0752 | 5818.5497 | 6725.2391 | 7608.6592 | 8426.9902 | 9149.3182 | 9751.031 | 10227.832 | 10565.209 | 10790.6027 | 10792.9101 | 10854.2368 | 10742.5056 | 10595.1102 | 10383.4826 | 10148.9059 | 9893.292
Lct_BB003 | Number | SEPD | System Transformation | Boat of Garten | 5.7697 | 6.6546 | 8.1332 | 10.475 | 13.3347 | 16.8434 | 21.1989 | 25.7994 | 32.0222 | 39.4931 | 49.0411 | 60.9694 | 75.7861 | 94.7821 | 118.1774 | 146.0306 | 179.4531 | 216.8488 | 256.6388 | 296.3817 | 333.551 | 366.7598 | 395.4363 | 420.0235 | 441.4812 | 460.9752 | 475.912 | 488.2318 | 500.4162 | 511.2582 | 516.4195 | 520.589
Lct_BB005 | Number | SEPD | System Transformation | Boat of Garten | 192.1714 | 246.7072 | 269.9431 | 311.1616 | 348.9542 | 390.4197 | 473.2465 | 567.6219 | 647.2595 | 722.2864 | 880.6461 | 1084.6719 | 1307.7988 | 1531.4405 | 1756.8682 | 1982.5357 | 2209.1549 | 2382.4392 | 2556.3207 | 2730.841 | 2905.8021 | 3081.6826 | 3303.3368 | 3525.9502 | 3751.457 | 3977.1192 | 4204.0411 | 4210.7776 | 4217.8992 | 4225.4057 | 4233.3673 | 4241.4173
Lct_BB006 | Number | SEPD | System Transformation | Boat of Garten | 0 | 0 | 0 | 0 | 0 | 0 | 0 | 0 | 0 | 0 | 0 | 0 | 0 | 0 | 0 | 0 | 0 | 0 | 0 | 0 | 0 | 0 | 0 | 0 | 0 | 0 | 0 | 0 | 0 | 0 | 0 | 0
Lct_BB007 | Number | SEPD | System Transformation | Boat of Garten | 0.58508 | 0.75477 | 0.81996 | 0.94699 | 1.0626 | 1.187 | 1.4447 | 1.7387 | 1.9791 | 2.1977 | 2.6364 | 3.0303 | 3.4598 | 3.8891 | 4.3183 | 4.7472 | 5.1761 | 5.5185 | 5.8605 | 6.202 | 6.543 | 6.8836 | 7.3277 | 7.7603 | 8.1864 | 8.6136 | 9.0419 | 9.0608 | 9.1071 | 9.1513 | 9.1944 | 9.2341
Lct_BB008 | Number | SEPD | System Transformation | Boat of Garten | 0 | 0 | 0.01414 | 0.0281 | 0.04188 | 0.05547 | 0.06888 | 0.08382 | 0.09851 | 0.11296 | 0.12716 | 0.14112 | 0.20086 | 0.25994 | 0.31837 | 0.37614 | 0.43325 | 0.48323 | 0.53259 | 0.58133 | 0.62945 | 0.67695 | 0.7184 | 0.75957 | 0.80046 | 0.84108 | 0.88142 | 0.88142 | 0.88142 | 0.88142 | 0.88142 | 0.88142
Lct_BB010b | MW | SEPD | System Transformation | Boat of Garten | 0.161 | 0.22744 | 0.30672 | 0.49758 | 0.79164 | 1.1767 | 2.1012 | 2.9073 | 3.8115 | 4.9037 | 5.8073 | 6.7177 | 8.3299 | 10.3053 | 12.8528 | 15.6427 | 18.9706 | 25.6842 | 32.4784 | 35.9375 | 38.2151 | 39.1951 | 39.7953 | 40.148 | 40.3117 | 40.3117 | 40.3117 | 40.3117 | 40.3117 | 40.3117 | 40.3117 | 40.3117
Lct_BB011b | MW | SEPD | System Transformation | Boat of Garten | 0.032 | 0.0356 | 0.04816 | 0.06766 | 0.08995 | 0.1157 | 0.14734 | 0.18149 | 0.22188 | 0.27011 | 0.32763 | 0.39632 | 0.49762 | 0.61869 | 0.76093 | 0.92234 | 1.0969 | 1.2822 | 1.4693 | 1.6479 | 1.8076 | 1.9435 | 2.0531 | 2.1383 | 2.1997 | 2.235 | 2.27 | 2.305 | 2.341 | 2.3757 | 2.3998 | 2.4191
Lct_BB012b | MW | SEPD | System Transformation | Boat of Garten | 2.9925 | 3.0053 | 3.0181 | 3.0522 | 3.0924 | 3.1395 | 3.1973 | 3.2606 | 3.3368 | 3.4285 | 3.538 | 3.6684 | 3.8744 | 4.123 | 4.4158 | 4.7509 | 5.1093 | 5.4915 | 5.8805 | 6.2543 | 6.5932 | 6.8828 | 7.1163 | 7.2953 | 7.4157 | 7.4375 | 7.4476 | 7.452 | 7.452 | 7.452 | 7.452 | 7.452
Lct_BB013b | MW | SEPD | System Transformation | Boat of Garten | 0 | 0.0006 | 0.00127 | 0.00238 | 0.00339 | 0.00432 | 0.00522 | 0.00733 | 0.00983 | 0.01279 | 0.01628 | 0.02039 | 0.02776 | 0.03664 | 0.04714 | 0.05923 | 0.07244 | 0.08673 | 0.10155 | 0.11622 | 0.13009 | 0.1427 | 0.15383 | 0.16351 | 0.17158 | 0.17629 | 0.18021 | 0.18339 | 0.18589 | 0.18777 | 0.18777 | 0.18777
Lct_BB014 | Number | SEPD | System Transformation | Boat of Garten | 7.3482 | 7.4046 | 8.3264 | 9.4533 | 10.6855 | 12.0799 | 13.6796 | 14.1248 | 15.8093 | 17.6948 | 19.783 | 22.1561 | 23.9719 | 27.0438 | 30.5269 | 34.4503 | 38.8573 | 58.1101 | 62.5976 | 67.5404 | 73.0426 | 79.0911 | 94.6648 | 102.8309 | 111.741 | 121.6707 | 132.6423 | 149.5525 | 168.5699 | 190.0524 | 214.2243 | 241.4436
Other generation | MW | SEPD | System Transformation | Boat of Garten | 0.09 | 0.09 | 0.09 | 0.09 | 0.09 | 0.09 | 0.09 | 0.09 | 0.09 | 0.09 | 0.09 | 0.09 | 0.09 | 0.09 | 0.09 | 0.09 | 0.09 | 0.09 | 0.09 | 0.09 | 0.09 | 0.09 | 0.09 | 0.09 | 0.09 | 0.09 | 0.09 | 0.09 | 0.09 | 0.09 | 0.09 | 0.09
Srg_BB001 | MW | SEPD | System Transformation | Boat of Garten | 0 | 0.089876 | 0.098863 | 0.10785 | 0.11684 | 0.12583 | 0.13481 | 0.36921 | 0.46879 | 0.56862 | 0.66871 | 0.76956 | 1.2675 | 1.7673 | 2.2686 | 2.771 | 3.2766 | 3.7686 | 4.2609 | 4.7532 | 5.2458 | 5.7381 | 6.0758 | 6.4135 | 6.7511 | 7.0887 | 7.4263 | 7.4266 | 7.427 | 7.4273 | 7.4277 | 7.428
Srg_BB002 | MW | SEPD | System Transformation | Boat of Garten | 0 | 0 | 0.00057694 | 0.00117 | 0.0017859 | 0.0024378 | 0.0031368 | 0.0061676 | 0.0064277 | 0.0066706 | 0.0069592 | 0.0072365 | 0.0075037 | 0.0077599 | 0.0080078 | 0.0082497 | 0.0084872 | 0.0087202 | 0.0089217 | 0.0091239 | 0.0093227 | 0.0095214 | 0.011445 | 0.01346 | 0.015549 | 0.017703 | 0.019819 | 0.02008 | 0.020309 | 0.020504 | 0.020668 | 0.020829
Data centres (MW) | MW | SEPD | System Transformation | Braco West | 0 | 0 | 0 | 0 | 0 | 0 | 0 | 0 | 0 | 0 | 0 | 0 | 0 | 0 | 0 | 0 | 0 | 0 | 0 | 0 | 0 | 0 | 0 | 0 | 0 | 0 | 0 | 0 | 0 | 0 | 0 | 0
Dem_BB001a | Number of homes (cumulative) | SEPD | System Transformation | Braco West | 0 | 137.3684 | 294.949 | 403.2004 | 527.4754 | 621.122 | 716.8254 | 816.4629 | 913.0065 | 1006.5191 | 1105.0301 | 1197.6763 | 1264.6763 | 1323.6763 | 1379.6763 | 1437.6763 | 1492.6763 | 1538.5268 | 1585.5488 | 1627.3305 | 1664.9452 | 1698.3688 | 1715.1584 | 1729.807 | 1743.3293 | 1754.7442 | 1763.0842 | 1769.3615 | 1774.5863 | 1778.7496 | 1781.858 | 1782.9095
Dem_BB002b | Floorspace (m2) (cumulative) | SEPD | System Transformation | Braco West | 0 | 13950 | 27245 | 29182.9286 | 37810.1429 | 50276.6429 | 64789.0952 | 77412.5 | 82461.8571 | 90000.5 | 95428.4286 | 100945.6429 | 113662.8571 | 125873.5714 | 136997.619 | 146507.5 | 155145.7143 | 158587.5 | 161740 | 164803.2143 | 167777.1429 | 170061.7857 | 171657.1429 | 172635.7143 | 173100 | 173100 | 173100 | 173100 | 173100 | 173100 | 173100 | 173100
Domestic direct electric heating | Number | SEPD | System Transformation | Braco West | 3132.9595 | 3147.8609 | 3164.9263 | 3176.59 | 3190.0899 | 3200.1337 | 3155.0315 | 3123.3014 | 3091.7502 | 3060.3446 | 3029.8018 | 2998.9673 | 2966.8566 | 2935.3099 | 2905.5692 | 2886.4369 | 2863.2205 | 2839.7173 | 2815.7988 | 2792.0198 | 2768.3522 | 2744.8767 | 2721.427 | 2698.5069 | 2675.7903 | 2653.2736 | 2630.5154 | 2607.7004 | 2585.0993 | 2562.6741 | 2540.4628 | 2518.313
Gas: Hydrogen peaking | MW | SEPD | System Transformation | Braco West | 0 | 0 | 0 | 0 | 0 | 0 | 0 | 0 | 0 | 0 | 0 | 0 | 0 | 0 | 0 | 0 | 0 | 0 | 0 | 0 | 0 | 0 | 0 | 0 | 0 | 0 | 0 | 0 | 0 | 0 | 0 | 0
Gen_BB001 | MW | SEPD | System Transformation | Braco West | 0.184 | 0.184 | 0.184 | 0.184 | 0.184 | 0.184 | 0.184 | 0.184 | 0.184 | 0.184 | 0.184 | 0.184 | 0.184 | 0.184 | 0.184 | 0.184 | 0.1 | 0.1 | 0.1 | 0.1 | 0.1 | 0.1 | 0.1 | 0.1 | 0.1 | 0.1 | 0 | 0 | 0 | 0 | 0 | 0
Gen_BB004 | MW | SEPD | System Transformation | Braco West | 0 | 0 | 0 | 0 | 0 | 0 | 0 | 0 | 0 | 0 | 0 | 0 | 0 | 0 | 0 | 0 | 0 | 0 | 0 | 0 | 0 | 0 | 0 | 0 | 0 | 0 | 0 | 0 | 0 | 0 | 0 | 0
Gen_BB005 | MW | SEPD | System Transformation | Braco West | 0 | 0 | 0 | 0 | 0 | 0 | 0 | 0 | 0 | 0 | 0 | 0 | 0 | 0 | 0 | 0 | 0 | 0 | 0 | 0 | 0 | 0 | 0 | 0 | 0 | 0 | 0 | 0 | 0 | 0 | 0 | 0
Gen_BB006 | MW | SEPD | System Transformation | Braco West | 0 | 0 | 0 | 0 | 0 | 0 | 0 | 0 | 0 | 0 | 0 | 0 | 0 | 0 | 0 | 0 | 0 | 0 | 0 | 0 | 0 | 0 | 0 | 0 | 0 | 0 | 0 | 0 | 0 | 0 | 0 | 0
Gen_BB008 | MW | SEPD | System Transformation | Braco West | 0 | 0 | 0 | 0 | 0 | 0 | 0 | 0 | 0 | 0 | 0 | 0 | 0 | 0 | 0 | 0 | 0 | 0 | 0 | 0 | 0 | 0 | 0 | 0 | 0 | 0 | 0 | 0 | 0 | 0 | 0 | 0
Gen_BB010 | MW | SEPD | System Transformation | Braco West | 0 | 0 | 0 | 0 | 0 | 0 | 0 | 0 | 0 | 0 | 0 | 0 | 0 | 0 | 0 | 0 | 0 | 0 | 0 | 0 | 0 | 0 | 0 | 0 | 0 | 0 | 0 | 0 | 0 | 0 | 0 | 0
Gen_BB011 | MW | SEPD | System Transformation | Braco West | 0 | 0 | 0 | 0 | 0 | 0 | 0 | 0 | 0 | 0 | 0 | 0 | 0 | 0 | 0 | 0 | 0 | 0 | 0 | 0 | 0 | 0 | 0 | 0 | 0 | 0 | 0 | 0 | 0 | 0 | 0 | 0
Gen_BB012 | MW | SEPD | System Transformation | Braco West | 0.82253 | 1.0236 | 1.0372 | 1.0543 | 11.1206 | 11.2026 | 11.1942 | 12.8331 | 14.7284 | 16.9028 | 19.4536 | 22.7672 | 26.6019 | 30.9592 | 35.3882 | 40.0348 | 43.9516 | 47.2159 | 48.9151 | 53.1559 | 54.4507 | 55.7162 | 56.9605 | 58.2069 | 60.6025 | 62.9656 | 65.3278 | 67.4544 | 69.3462 | 71.0022 | 72.4321 | 73.6351
Gen_BB013 | MW | SEPD | System Transformation | Braco West | 4.1748 | 4.2387 | 4.3421 | 4.4651 | 4.6308 | 4.8087 | 5.0235 | 5.4048 | 5.7809 | 6.139 | 6.5033 | 6.8663 | 7.2159 | 7.5665 | 7.9226 | 8.2881 | 8.6595 | 8.9966 | 9.3302 | 9.6627 | 9.9946 | 10.3266 | 10.6451 | 10.951 | 11.2413 | 11.4755 | 11.7071 | 11.9232 | 12.1248 | 12.312 | 12.4985 | 12.6832
Gen_BB014 | MW | SEPD | System Transformation | Braco West | 0 | 0 | 0 | 0 | 0 | 0 | 0 | 0 | 0 | 0 | 0 | 0 | 0 | 0 | 0 | 0 | 0 | 0 | 0 | 0 | 0 | 0 | 0 | 0 | 0 | 0 | 0 | 0 | 0 | 0 | 0 | 0
Gen_BB015 | MW | SEPD | System Transformation | Braco West | 76.5 | 76.5 | 76.5 | 76.5 | 76.5 | 76.5 | 76.5 | 76.5 | 76.5 | 77.4376 | 78.5839 | 79.4987 | 100.0183 | 102.6653 | 103.5606 | 104.4483 | 105.3279 | 106.1755 | 106.9897 | 107.7688 | 108.5115 | 109.2162 | 111.4369 | 112.1327 | 112.8236 | 113.509 | 114.1885 | 114.8802 | 115.5845 | 116.3015 | 117.0312 | 117.7742
Gen_BB016 | MW | SEPD | System Transformation | Braco West | 0.55703 | 0.55703 | 0.55893 | 0.56183 | 1.0668 | 1.0776 | 1.1146 | 1.1379 | 1.1628 | 1.1889 | 1.2161 | 1.2437 | 1.2717 | 1.314 | 1.356 | 1.4119 | 1.4517 | 1.5043 | 1.6849 | 1.7226 | 1.7998 | 1.843 | 1.8856 | 1.9082 | 1.9292 | 1.9486 | 1.9666 | 1.9828 | 1.9974 | 2.0105 | 2.0223 | 2.0323
Gen_BB017 | MW | SEPD | System Transformation | Braco West | 0 | 0 | 0 | 0 | 0 | 0 | 0 | 0 | 0 | 0 | 0 | 0 | 0 | 0 | 0 | 0 | 0 | 0 | 0 | 0 | 0 | 0 | 0 | 0 | 0 | 0 | 0 | 0 | 0 | 0 | 0 | 0
Gen_BB018 | MW | SEPD | System Transformation | Braco West | 5.957 | 5.957 | 5.957 | 5.957 | 5.9687 | 6.0728 | 6.0944 | 6.1259 | 6.1526 | 6.1867 | 6.2134 | 6.2476 | 6.2743 | 6.3084 | 6.3427 | 6.3692 | 6.4036 | 6.4296 | 6.4627 | 6.4877 | 6.5199 | 6.5515 | 6.5752 | 6.606 | 6.6364 | 6.6589 | 6.6886 | 6.7181 | 6.7472 | 6.7683 | 6.7967 | 6.8228
Hydrogen electrolysis | MW | SEPD | System Transformation | Braco West | 0 | 0 | 0 | 0 | 0 | 0 | 0 | 0 | 0 | 0 | 0 | 0 | 0 | 0 | 0 | 0 | 0 | 0 | 0 | 0.7 | 0.7 | 0.7 | 0.7 | 1.4 | 1.4 | 1.4 | 1.4 | 2.1 | 3.2 | 3.4 | 3.4 | 3.4
Lct_BB001 | Number | SEPD | System Transformation | Braco West | 113.36 | 157.7434 | 246.0673 | 451.4448 | 722.5247 | 1097.1238 | 1708.9159 | 2545.1574 | 3381.4597 | 4217.698 | 5054.0648 | 5890.3387 | 7135.6279 | 8824.1296 | 10703.4788 | 12724.5143 | 14906.7518 | 17094.1748 | 19194.0976 | 21111.4245 | 22787.2457 | 24170.2722 | 25254.5342 | 25982.4603 | 26460.3461 | 26448.7658 | 26745.494 | 26460.4071 | 26087.3331 | 25553.0103 | 24958.6956 | 24302.9125
Lct_BB003 | Number | SEPD | System Transformation | Braco West | 0 | 0 | 0 | 0 | 0 | 0 | 0 | 0 | 0 | 0 | 0 | 0 | 0 | 0 | 0 | 0 | 0 | 0 | 0 | 0 | 0 | 0 | 0 | 0 | 0 | 0 | 0 | 0 | 0 | 0 | 0 | 0
Lct_BB005 | Number | SEPD | System Transformation | Braco West | 242.3685 | 334.2527 | 373.463 | 442.5484 | 506.5645 | 575.1394 | 713.5633 | 872.6605 | 1007.0838 | 1128.128 | 1358.7823 | 1569.9808 | 1799.8779 | 2031.3524 | 2265.1254 | 2501.3874 | 2739.6538 | 2944.6508 | 3149.3239 | 3352.094 | 3554.5834 | 3757.3987 | 4044.1992 | 4333.3629 | 4620.9581 | 4911.0657 | 5204.285 | 5218.7205 | 5233.7775 | 5249.434 | 5265.8121 | 5281.9121
Lct_BB006 | Number | SEPD | System Transformation | Braco West | 0 | 0 | 11.5516 | 22.9562 | 34.2118 | 45.3177 | 56.2733 | 68.4735 | 80.474 | 92.2745 | 103.875 | 121.5989 | 197.4624 | 272.4887 | 346.6797 | 420.0361 | 492.56 | 556.0268 | 618.7064 | 680.5984 | 741.7016 | 802.0145 | 854.6488 | 906.9283 | 958.858 | 1010.4358 | 1061.6605 | 1061.6605 | 1061.6605 | 1061.6605 | 1061.6605 | 1061.6605
Lct_BB007 | Number | SEPD | System Transformation | Braco West | 36.4147 | 46.9762 | 51.0337 | 58.9399 | 66.1367 | 73.8794 | 89.9182 | 108.2159 | 123.1772 | 136.7837 | 164.0835 | 188.5999 | 215.3314 | 242.0524 | 268.763 | 295.4631 | 322.1526 | 343.4666 | 364.7509 | 386.0056 | 407.2306 | 428.4259 | 456.812 | 485.4019 | 514.2577 | 543.2397 | 572.3542 | 569.8776 | 566.4152 | 562.4587 | 558.8379 | 555.3674
Lct_BB008 | Number | SEPD | System Transformation | Braco West | 0 | 0 | 0.88023 | 1.7491 | 2.6067 | 3.4528 | 4.2875 | 5.2173 | 6.1318 | 7.0311 | 7.9151 | 8.7839 | 12.5021 | 16.1793 | 19.8157 | 23.4111 | 26.9655 | 30.0762 | 33.1483 | 36.1817 | 39.1765 | 42.1326 | 44.7124 | 47.2748 | 49.8199 | 52.3478 | 54.8584 | 54.8584 | 54.8584 | 54.8584 | 54.8584 | 54.8584
Lct_BB010b | MW | SEPD | System Transformation | Braco West | 1.213 | 1.4751 | 1.7171 | 2.3082 | 3.0947 | 4.1383 | 6.005 | 7.8267 | 10.0141 | 12.0087 | 13.9014 | 15.789 | 19.5354 | 24.1133 | 29.8935 | 35.9792 | 46.7392 | 60.4229 | 72.763 | 78.85 | 82.5268 | 84.5405 | 86.0031 | 86.8559 | 87.2482 | 87.2482 | 87.2482 | 87.2482 | 87.2482 | 87.2482 | 87.2482 | 87.2482
Lct_BB011b | MW | SEPD | System Transformation | Braco West | 0.036 | 0.049 | 0.08592 | 0.14396 | 0.21155 | 0.29057 | 0.38681 | 0.49153 | 0.61664 | 0.76632 | 0.94513 | 1.1582 | 1.462 | 1.8276 | 2.2566 | 2.7478 | 3.283 | 3.8567 | 4.443 | 5.0133 | 5.5367 | 5.9972 | 6.3883 | 6.7178 | 6.9864 | 7.1908 | 7.3933 | 7.596 | 7.8044 | 8.0054 | 8.1453 | 8.2574
Lct_BB012b | MW | SEPD | System Transformation | Braco West | 0.986 | 0.9878 | 0.98937 | 1.0036 | 1.0219 | 1.0433 | 1.0689 | 1.1009 | 1.1403 | 1.1885 | 1.2469 | 1.3169 | 1.4325 | 1.5723 | 1.7377 | 1.9272 | 2.1294 | 2.3458 | 2.5675 | 2.7824 | 2.9794 | 3.1507 | 3.291 | 3.4012 | 3.4766 | 3.5103 | 3.5315 | 3.5406 | 3.5406 | 3.5406 | 3.5406 | 3.5406
Lct_BB013b | MW | SEPD | System Transformation | Braco West | 0 | 0.005 | 0.00975 | 0.01827 | 0.02602 | 0.03311 | 0.03996 | 0.05614 | 0.0753 | 0.09797 | 0.12469 | 0.15618 | 0.21259 | 0.28061 | 0.36099 | 0.45357 | 0.55476 | 0.66416 | 0.77768 | 0.89005 | 0.99628 | 1.0929 | 1.1781 | 1.2523 | 1.3141 | 1.3502 | 1.3802 | 1.4045 | 1.4237 | 1.4381 | 1.4381 | 1.4381
Lct_BB014 | Number | SEPD | System Transformation | Braco West | 29.5799 | 29.8069 | 33.5177 | 38.0539 | 43.0141 | 48.6274 | 55.0668 | 56.0839 | 62.7726 | 70.2591 | 78.5504 | 87.9731 | 95.9617 | 108.2586 | 122.2018 | 137.9074 | 155.5488 | 232.6196 | 250.5833 | 270.3698 | 292.3956 | 316.6083 | 379.5783 | 412.3219 | 448.0489 | 487.8642 | 531.8569 | 599.6621 | 675.9161 | 762.0549 | 858.9771 | 968.1185
Other generation | MW | SEPD | System Transformation | Braco West | 0.05 | 0.05 | 0.05 | 0.05 | 0.05 | 0.05 | 0.05 | 0.05 | 0.05 | 0.05 | 0.05 | 0.05 | 0.05 | 0.05 | 0.05 | 0.05 | 0.05 | 0.05 | 0.05 | 0.05 | 0.05 | 0.05 | 0.05 | 0.05 | 0.05 | 0.05 | 0.05 | 0.05 | 0.05 | 0.05 | 0.05 | 0.05
Srg_BB001 | MW | SEPD | System Transformation | Braco West | 0 | 0.13463 | 10.1625 | 10.1924 | 10.2234 | 10.2554 | 10.2964 | 10.633 | 10.6841 | 10.7358 | 10.7854 | 10.8646 | 10.9333 | 11.0099 | 11.091 | 11.1658 | 11.2792 | 11.3137 | 11.3509 | 11.3882 | 11.4304 | 11.4664 | 11.6869 | 11.9083 | 12.1259 | 12.3428 | 12.5602 | 12.5654 | 12.5704 | 12.5752 | 12.5799 | 12.5843
Srg_BB002 | MW | SEPD | System Transformation | Braco West | 0 | 0 | 0.0016822 | 0.003429 | 0.0052665 | 0.0072382 | 0.0093853 | 0.018963 | 0.019805 | 0.02059 | 0.02152 | 0.022413 | 0.023271 | 0.024093 | 0.024887 | 0.025661 | 0.02642 | 0.027163 | 0.027806 | 0.02845 | 0.029083 | 0.029715 | 0.035829 | 0.042228 | 0.048861 | 0.055698 | 0.062409 | 0.06324 | 0.063964 | 0.064584 | 0.065101 | 0.065614
Data centres (MW) | MW | SEPD | System Transformation | Bridge of Dun | 0 | 0 | 0 | 0 | 0 | 0 | 0 | 0 | 0 | 0 | 0 | 0 | 0 | 0 | 0 | 0 | 0 | 0 | 0 | 0 | 0 | 0 | 0 | 0 | 0 | 0 | 0 | 0 | 0 | 0 | 0 | 0
Dem_BB001a | Number of homes (cumulative) | SEPD | System Transformation | Bridge of Dun | 0 | 41.9469 | 132.092 | 234.9297 | 352.7894 | 469.6133 | 576.7089 | 683.8224 | 788.8224 | 871.8224 | 936.8782 | 1000.8782 | 1046.8782 | 1081.8782 | 1109.8782 | 1137.8782 | 1158.8782 | 1173.2888 | 1187.8302 | 1197.1883 | 1201.4191 | 1204.5182 | 1205.1277 | 1205.6285 | 1206.0317 | 1206.352 | 1206.6144 | 1206.8286 | 1207.0021 | 1207.1282 | 1207.2119 | 1207.2516
Dem_BB002b | Floorspace (m2) (cumulative) | SEPD | System Transformation | Bridge of Dun | 0 | 0 | 17733.3333 | 33693.3333 | 99601 | 163012.0833 | 215104.9167 | 249837.138 | 276808.6208 | 294617.1152 | 312425.621 | 337434.1383 | 354575.8625 | 365634.17 | 372020.7275 | 375068.035 | 376501.081 | 377101.1155 | 377701.1385 | 378301.15 | 378301.15 | 378301.15 | 378301.15 | 378301.15 | 378301.15 | 378301.15 | 378301.15 | 378301.15 | 378301.15 | 378301.15 | 378301.15 | 378301.15
Domestic direct electric heating | Number | SEPD | System Transformation | Bridge of Dun | 2356.4876 | 2361.0181 | 2370.7416 | 2381.8661 | 2394.6105 | 2407.2468 | 2385.8487 | 2370.0396 | 2354.1542 | 2335.3479 | 2314.2873 | 2293.4388 | 2271.8595 | 2249.9711 | 2230.2641 | 2216.6087 | 2199.8871 | 2182.9332 | 2165.7681 | 2148.563 | 2131.0129 | 2114.1898 | 2098.4027 | 2083.0564 | 2068.0499 | 2053.3764 | 2038.9226 | 2024.5806 | 2010.4518 | 1996.5129 | 1982.7849 | 1969.2455
Gas: Hydrogen peaking | MW | SEPD | System Transformation | Bridge of Dun | 0 | 0 | 0 | 0 | 0 | 0 | 0 | 0 | 0 | 0 | 0 | 0 | 0 | 0 | 0 | 0 | 0 | 0 | 0 | 0 | 0 | 0 | 0 | 0.07 | 0.07 | 0.07 | 0.07 | 0.07 | 0.07 | 0.07 | 0.07 | 0.07
Gen_BB001 | MW | SEPD | System Transformation | Bridge of Dun | 0.07 | 0.07 | 0.07 | 0.07 | 0.07 | 0.07 | 0.07 | 0.07 | 0.07 | 0.07 | 0.07 | 0.07 | 0.07 | 0.07 | 0.07 | 0.07 | 0.07 | 0.07 | 0.07 | 0.07 | 0.07 | 0.07 | 0.07 | 0 | 0 | 0 | 0 | 0 | 0 | 0 | 0 | 0
Gen_BB004 | MW | SEPD | System Transformation | Bridge of Dun | 0.05 | 0.05 | 0.05 | 0.05 | 0.13388 | 0.13388 | 0.13388 | 0.13388 | 0.21436 | 0.29785 | 0.3792 | 0.46442 | 0.55006 | 0.63576 | 0.71927 | 0.80292 | 0.88604 | 0.96529 | 1.0445 | 1.124 | 1.2036 | 1.2036 | 1.2036 | 1.2036 | 1.2036 | 1.1915 | 1.1796 | 1.156 | 1.1329 | 1.0989 | 1.066 | 1.034
Gen_BB005 | MW | SEPD | System Transformation | Bridge of Dun | 0 | 0 | 0 | 0 | 0 | 0 | 0 | 0 | 0 | 0 | 0 | 0 | 0 | 0 | 0 | 0 | 0 | 0 | 0 | 0 | 0 | 0 | 0 | 0 | 0 | 0 | 0 | 0 | 0 | 0 | 0 | 0
Gen_BB006 | MW | SEPD | System Transformation | Bridge of Dun | 0 | 0 | 0 | 0 | 0 | 0 | 0 | 0 | 0 | 0 | 0 | 0 | 0 | 0 | 0 | 0 | 0 | 0 | 0 | 0 | 0 | 0 | 0 | 0 | 0 | 0 | 0 | 0 | 0 | 0 | 0 | 0
Gen_BB008 | MW | SEPD | System Transformation | Bridge of Dun | 0 | 0 | 0 | 0 | 0 | 0 | 0 | 0 | 0 | 0 | 0 | 0 | 0 | 0 | 0 | 0 | 0 | 0 | 0 | 0 | 0 | 0 | 0 | 0 | 0 | 0 | 0 | 0 | 0 | 0 | 0 | 0
Gen_BB010 | MW | SEPD | System Transformation | Bridge of Dun | 0.02 | 0.02 | 0.02 | 0.02 | 0.02 | 0.02 | 0.02 | 0.02 | 0.02 | 0.02 | 0.02 | 0.02 | 0.02 | 0.02 | 0.02 | 0.02 | 0.02 | 0.02 | 0.02 | 0.02 | 0.02 | 0.02 | 0.02 | 0.02 | 0.02 | 0.02 | 0.02 | 0.02 | 0.02 | 0.02 | 0.02 | 0.02
Gen_BB011 | MW | SEPD | System Transformation | Bridge of Dun | 0 | 0 | 0 | 0 | 0 | 0 | 0 | 0 | 0 | 0 | 0 | 0 | 0 | 0 | 0 | 0 | 0 | 0 | 0 | 0 | 0 | 0 | 0 | 0 | 0 | 0 | 0 | 0 | 0 | 0 | 0 | 0
Gen_BB012 | MW | SEPD | System Transformation | Bridge of Dun | 1.0131 | 1.0158 | 1.0199 | 1.0249 | 1.0312 | 1.0379 | 1.0458 | 1.3257 | 1.6524 | 2.0307 | 2.4774 | 3.0602 | 3.7358 | 4.5038 | 5.2844 | 6.1033 | 6.7939 | 7.3697 | 7.6709 | 8.4184 | 8.6489 | 8.8752 | 9.0982 | 9.321 | 9.7446 | 10.1615 | 10.5783 | 10.9535 | 11.2873 | 11.5795 | 11.832 | 12.0448
Gen_BB013 | MW | SEPD | System Transformation | Bridge of Dun | 1.2585 | 1.2721 | 1.3026 | 1.348 | 1.4126 | 1.4896 | 1.5764 | 1.7001 | 1.8285 | 2.0082 | 2.1776 | 2.3492 | 2.5131 | 2.6731 | 2.8333 | 2.9981 | 3.1631 | 3.3118 | 3.4582 | 3.6024 | 3.742 | 3.8866 | 4.0341 | 4.1776 | 4.3164 | 4.4335 | 4.5527 | 4.6665 | 4.7749 | 4.878 | 4.9813 | 5.085
Gen_BB014 | MW | SEPD | System Transformation | Bridge of Dun | 0 | 0 | 0 | 0 | 0 | 0 | 0 | 0 | 0 | 0 | 0 | 0 | 0 | 0 | 0 | 0 | 0 | 0 | 0 | 0 | 0 | 0 | 0 | 0 | 0 | 0 | 0 | 0 | 0 | 0 | 0 | 0
Gen_BB015 | MW | SEPD | System Transformation | Bridge of Dun | 0 | 0 | 0 | 0 | 0 | 0 | 0 | 0 | 0 | 0.14757 | 0.32799 | 0.47198 | 0.78984 | 1.2065 | 1.3474 | 1.4871 | 1.6255 | 1.7589 | 1.8871 | 2.0097 | 2.1266 | 2.2375 | 2.3903 | 2.4998 | 2.6086 | 2.7164 | 2.8234 | 2.9323 | 3.0431 | 3.156 | 3.2708 | 3.3878
Gen_BB016 | MW | SEPD | System Transformation | Bridge of Dun | 6.687 | 6.687 | 6.6873 | 6.6878 | 6.6886 | 6.6903 | 6.6961 | 6.6998 | 6.7037 | 6.7078 | 6.7121 | 6.7164 | 6.7208 | 6.7275 | 6.7341 | 6.7429 | 6.7491 | 6.8074 | 6.943 | 6.949 | 7.6861 | 8.8854 | 10.1171 | 10.1207 | 10.124 | 10.127 | 10.1299 | 10.1324 | 10.1347 | 10.1368 | 10.1386 | 10.1402
Gen_BB017 | MW | SEPD | System Transformation | Bridge of Dun | 0 | 0 | 0 | 0 | 0 | 0 | 0 | 0 | 0 | 0 | 0 | 0 | 0 | 0 | 0 | 0 | 0 | 0 | 0 | 0 | 0 | 0 | 0 | 0 | 0 | 0 | 0 | 0 | 0 | 0 | 0 | 0
Gen_BB018 | MW | SEPD | System Transformation | Bridge of Dun | 0.346 | 0.346 | 0.346 | 0.346 | 0.34675 | 0.35342 | 0.35481 | 0.35683 | 0.35855 | 0.36074 | 0.36244 | 0.36464 | 0.36635 | 0.36854 | 0.37074 | 0.37244 | 0.37464 | 0.37631 | 0.37843 | 0.38004 | 0.3821 | 0.38413 | 0.38565 | 0.38763 | 0.38958 | 0.39102 | 0.39293 | 0.39482 | 0.39668 | 0.39803 | 0.39986 | 0.40153
Hydrogen electrolysis | MW | SEPD | System Transformation | Bridge of Dun | 0 | 0 | 0 | 0 | 0 | 0 | 0 | 0 | 0 | 0 | 0 | 0 | 0 | 0 | 0 | 0 | 0 | 0.7 | 0.7 | 0.7 | 0.7 | 1 | 1 | 1 | 1 | 2 | 2 | 2 | 3 | 3 | 3 | 3
Lct_BB001 | Number | SEPD | System Transformation | Bridge of Dun | 44.7422 | 63.6436 | 108.7279 | 207.7586 | 338.7114 | 521.1383 | 864.1966 | 1466.6179 | 2079.4396 | 2705.0381 | 3347.9218 | 4010.6231 | 4882.4882 | 6051.2503 | 7353.2097 | 8755.5886 | 10262.6718 | 11780.4294 | 13247.8564 | 14603.4314 | 15810.7087 | 16834.6476 | 17666.6182 | 18256.7332 | 18691.5027 | 18835.3654 | 19129.1067 | 18987.3428 | 18789.8834 | 18494.2683 | 18156.2179 | 17770.4607
Lct_BB003 | Number | SEPD | System Transformation | Bridge of Dun | 6.2805 | 7.1654 | 14.2082 | 21.9925 | 31.407 | 42.9252 | 57.2069 | 75.4911 | 99.0117 | 128.1858 | 164.8231 | 211.947 | 273.0555 | 348.8747 | 443.0852 | 556.3537 | 693.3064 | 848.1018 | 1014.5765 | 1182.8295 | 1342.274 | 1486.6908 | 1613.1308 | 1722.8717 | 1819.4772 | 1907.5317 | 1976.0818 | 2033.0779 | 2088.9105 | 2137.9491 | 2158.4995 | 2175.7321
Lct_BB005 | Number | SEPD | System Transformation | Bridge of Dun | 63.3211 | 101.9444 | 119.4928 | 151.0083 | 180.7532 | 213.1599 | 274.9938 | 345.6884 | 405.9636 | 461.7195 | 575.197 | 673.6138 | 780.5008 | 887.6689 | 995.772 | 1105.0796 | 1215.0392 | 1317.906 | 1421.1783 | 1523.7407 | 1626.0714 | 1726.6817 | 1879.5988 | 2033.9652 | 2188.5066 | 2344.6701 | 2502.1749 | 2512.5684 | 2523.556 | 2535.1375 | 2547.4211 | 2559.8411
Lct_BB006 | Number | SEPD | System Transformation | Bridge of Dun | 0 | 0 | 13.8035 | 27.4294 | 40.8764 | 54.1454 | 67.2357 | 81.8172 | 96.1589 | 110.2612 | 124.1261 | 138.981 | 202.5514 | 265.4247 | 327.5973 | 389.071 | 449.8435 | 503.0288 | 555.553 | 607.4187 | 658.6219 | 709.1659 | 753.272 | 797.0843 | 840.6 | 883.8197 | 926.7448 | 926.7448 | 926.7448 | 926.7448 | 926.7448 | 926.7448
Lct_BB007 | Number | SEPD | System Transformation | Bridge of Dun | 43.9622 | 56.7128 | 61.6112 | 71.1561 | 79.8445 | 89.192 | 108.5551 | 130.6452 | 148.7075 | 165.1342 | 198.0921 | 227.6899 | 259.9618 | 292.2211 | 324.4678 | 356.7019 | 388.9233 | 414.6549 | 440.3506 | 466.0107 | 491.6349 | 517.2232 | 551.2814 | 585.3639 | 619.0013 | 652.7779 | 686.7036 | 685.0542 | 682.2333 | 679.6414 | 677.3247 | 675.0705
Lct_BB008 | Number | SEPD | System Transformation | Bridge of Dun | 0 | 0 | 1.0627 | 2.1117 | 3.1469 | 4.1684 | 5.1762 | 6.2987 | 7.4028 | 8.4885 | 9.5558 | 10.6046 | 15.0934 | 19.5328 | 23.9228 | 28.2634 | 32.5546 | 36.31 | 40.0188 | 43.681 | 47.2965 | 50.8653 | 53.9798 | 57.0733 | 60.146 | 63.1978 | 66.2288 | 66.2288 | 66.2288 | 66.2288 | 66.2288 | 66.2288
Lct_BB010b | MW | SEPD | System Transformation | Bridge of Dun | 0.224 | 0.29033 | 0.39771 | 0.60532 | 0.90646 | 1.3392 | 2.3562 | 3.3265 | 4.4056 | 5.4617 | 6.4816 | 7.5467 | 9.4118 | 11.7217 | 14.5505 | 17.6775 | 22.1062 | 28.2882 | 34.0898 | 38.1912 | 41.0292 | 43.2083 | 44.6589 | 45.5922 | 46.1256 | 46.1256 | 46.1256 | 46.1256 | 46.1256 | 46.1256 | 46.1256 | 46.1256
Lct_BB011b | MW | SEPD | System Transformation | Bridge of Dun | 0.039 | 0.0531 | 0.07558 | 0.11859 | 0.16873 | 0.22852 | 0.30189 | 0.38182 | 0.4776 | 0.59222 | 0.7296 | 0.89408 | 1.1203 | 1.3921 | 1.7128 | 2.0814 | 2.4896 | 2.9314 | 3.3901 | 3.8447 | 4.2743 | 4.6667 | 5.0179 | 5.3334 | 5.6151 | 5.8623 | 6.107 | 6.352 | 6.604 | 6.8469 | 7.0158 | 7.1512
Lct_BB012b | MW | SEPD | System Transformation | Bridge of Dun | 0.714 | 0.7197 | 0.72576 | 0.74908 | 0.7779 | 0.81203 | 0.85364 | 0.89964 | 0.95567 | 1.0235 | 1.1046 | 1.2011 | 1.3577 | 1.5463 | 1.7673 | 2.0195 | 2.2875 | 2.5724 | 2.8615 | 3.1387 | 3.39 | 3.6047 | 3.7774 | 3.9091 | 3.996 | 4.0224 | 4.0376 | 4.0441 | 4.0441 | 4.0441 | 4.0441 | 4.0441
Lct_BB013b | MW | SEPD | System Transformation | Bridge of Dun | 0 | 0.0019 | 0.00371 | 0.00695 | 0.00989 | 0.01259 | 0.0152 | 0.02135 | 0.02863 | 0.03725 | 0.0474 | 0.05937 | 0.0808 | 0.10665 | 0.13719 | 0.17237 | 0.21081 | 0.25238 | 0.29551 | 0.3382 | 0.37855 | 0.41525 | 0.44765 | 0.47582 | 0.49929 | 0.513 | 0.52441 | 0.53365 | 0.54093 | 0.54641 | 0.54641 | 0.54641
Lct_BB014 | Number | SEPD | System Transformation | Bridge of Dun | 18.8678 | 19.0126 | 21.3796 | 24.2731 | 27.4369 | 31.0175 | 35.1249 | 43.8554 | 49.0856 | 54.9398 | 61.4232 | 68.7915 | 86.1442 | 97.1831 | 109.6998 | 123.7987 | 139.6353 | 208.8213 | 224.9472 | 242.7094 | 262.4818 | 284.2174 | 317.9874 | 345.418 | 375.3479 | 408.7027 | 445.5571 | 502.3602 | 566.2411 | 638.4029 | 719.5984 | 811.0303
Other generation | MW | SEPD | System Transformation | Bridge of Dun | 0 | 0 | 0 | 0 | 0 | 0 | 0 | 0 | 0 | 0 | 0 | 0 | 0 | 0 | 0 | 0 | 0 | 0 | 0 | 0 | 0 | 0 | 0 | 0 | 0 | 0 | 0 | 0 | 0 | 0 | 0 | 0
Srg_BB001 | MW | SEPD | System Transformation | Bridge of Dun | 0 | 0.20983 | 0.23082 | 0.2518 | 0.27827 | 0.30504 | 0.33464 | 0.70822 | 0.74097 | 0.77386 | 0.80601 | 0.84722 | 0.94341 | 1.0444 | 1.1494 | 1.2556 | 1.3746 | 1.4046 | 1.4353 | 1.466 | 1.498 | 1.5284 | 1.848 | 2.1677 | 2.4866 | 2.8052 | 3.124 | 3.1253 | 3.1266 | 3.1279 | 3.1291 | 3.1303
Srg_BB002 | MW | SEPD | System Transformation | Bridge of Dun | 0 | 0 | 0.00050147 | 0.001018 | 0.0015557 | 0.0021265 | 0.0027404 | 0.0054179 | 0.0056488 | 0.0058693 | 0.0061363 | 0.0063972 | 0.0066522 | 0.0068999 | 0.0071425 | 0.0073816 | 0.0076188 | 0.0078533 | 0.0080577 | 0.008264 | 0.0084684 | 0.0086739 | 0.010675 | 0.01278 | 0.014973 | 0.017241 | 0.019474 | 0.019751 | 0.019993 | 0.0202 | 0.020374 | 0.020546
Data centres (MW) | MW | SEPD | System Transformation | Broadford | 0 | 0 | 0 | 0 | 0 | 0 | 0 | 0 | 0 | 0 | 0 | 0 | 0 | 0 | 0 | 0 | 0 | 0 | 0 | 0 | 0 | 0 | 0 | 0 | 0 | 0 | 0 | 0 | 0 | 0 | 0 | 0
Dem_BB001a | Number of homes (cumulative) | SEPD | System Transformation | Broadford | 0 | 5 | 25 | 42 | 56 | 63 | 70 | 76 | 82 | 88 | 97 | 106 | 115 | 123 | 129 | 132 | 135 | 138.5018 | 142.0502 | 145.5333 | 147.9712 | 150.3928 | 151.6266 | 152.8186 | 152.9733 | 153.0961 | 153.1968 | 153.2789 | 153.3455 | 153.3938 | 153.426 | 153.4412
Dem_BB002b | Floorspace (m2) (cumulative) | SEPD | System Transformation | Broadford | 0 | 0 | 3395 | 3540.5 | 3686 | 3831.5 | 9425.9 | 14937.375 | 15946.275 | 16955.175 | 17964.075 | 18972.975 | 19981.875 | 20845.275 | 21708.675 | 22118 | 22118 | 22118 | 22118 | 22118 | 22118 | 22118 | 22118 | 22118 | 22118 | 22118 | 22118 | 22118 | 22118 | 22118 | 22118 | 22118
Domestic direct electric heating | Number | SEPD | System Transformation | Broadford | 1652.6177 | 1653.1553 | 1655.3167 | 1657.1528 | 1658.6648 | 1659.4208 | 1644.9482 | 1636.5103 | 1628.2094 | 1620.0173 | 1612.3262 | 1604.7105 | 1597.1978 | 1589.7614 | 1579.4516 | 1573.3845 | 1566.2786 | 1559.7515 | 1552.7881 | 1546.2567 | 1539.8067 | 1533.6646 | 1527.8337 | 1522.3011 | 1516.715 | 1511.1966 | 1505.7033 | 1500.251 | 1494.8711 | 1489.5494 | 1484.3017 | 1479.1141
Gas: Hydrogen peaking | MW | SEPD | System Transformation | Broadford | 0 | 0 | 0 | 0 | 0 | 0 | 0 | 0 | 0 | 0 | 0 | 0 | 0 | 0 | 0 | 0 | 0 | 0 | 0 | 0 | 0 | 0 | 0 | 0 | 0 | 0 | 0 | 0 | 0 | 0 | 0 | 0
Gen_BB001 | MW | SEPD | System Transformation | Broadford | 0 | 0 | 0 | 0 | 0 | 0 | 0 | 0 | 0 | 0 | 0 | 0 | 0 | 0 | 0 | 0 | 0 | 0 | 0 | 0 | 0 | 0 | 0 | 0 | 0 | 0 | 0 | 0 | 0 | 0 | 0 | 0
Gen_BB004 | MW | SEPD | System Transformation | Broadford | 0 | 0 | 0 | 0 | 0 | 0 | 0 | 0 | 0 | 0 | 0 | 0 | 0 | 0 | 0 | 0 | 0 | 0 | 0 | 0 | 0 | 0 | 0 | 0 | 0 | 0 | 0 | 0 | 0 | 0 | 0 | 0
Gen_BB005 | MW | SEPD | System Transformation | Broadford | 0 | 0 | 0 | 0 | 0 | 0 | 0 | 0 | 0 | 0 | 0 | 0 | 0 | 0 | 0 | 0 | 0 | 0 | 0 | 0 | 0 | 0 | 0 | 0 | 0 | 0 | 0 | 0 | 0 | 0 | 0 | 0
Gen_BB006 | MW | SEPD | System Transformation | Broadford | 0 | 0 | 0 | 0 | 0 | 0 | 0 | 0 | 0 | 0 | 0 | 0 | 0 | 0 | 0 | 0 | 0 | 0 | 0 | 0 | 0 | 0 | 0 | 0 | 0 | 0 | 0 | 0 | 0 | 0 | 0 | 0
Gen_BB008 | MW | SEPD | System Transformation | Broadford | 0 | 0 | 0 | 0 | 0 | 0 | 0 | 0 | 0 | 0 | 0 | 0 | 0 | 0 | 0 | 0 | 0 | 0 | 0 | 0 | 0 | 0 | 0 | 0 | 0 | 0 | 0 | 0 | 0 | 0 | 0 | 0
Gen_BB010 | MW | SEPD | System Transformation | Broadford | 0 | 0 | 0 | 0 | 0 | 0 | 0 | 0 | 0 | 0 | 0 | 0 | 0 | 0 | 0 | 0 | 0 | 0 | 0 | 0 | 0 | 0 | 0 | 0 | 0 | 0 | 0 | 0 | 0 | 0 | 0 | 0
Gen_BB011 | MW | SEPD | System Transformation | Broadford | 0 | 0 | 0 | 0 | 0 | 0 | 0 | 0 | 0 | 0 | 0 | 0 | 0 | 0 | 0 | 0 | 0 | 0 | 0 | 0 | 0 | 0 | 0 | 0 | 0 | 0 | 0 | 0 | 0 | 0 | 0 | 0
Gen_BB012 | MW | SEPD | System Transformation | Broadford | 0 | 0.0012447 | 0.0030778 | 0.0052892 | 0.0080001 | 0.010838 | 0.014004 | 0.019591 | 0.024334 | 0.032281 | 0.040295 | 0.048322 | 0.056335 | 0.064366 | 0.072437 | 0.080565 | 0.088719 | 0.095964 | 0.10328 | 0.11056 | 0.11789 | 0.12526 | 0.13232 | 0.13895 | 0.14516 | 0.14968 | 0.15422 | 0.15833 | 0.16203 | 0.1653 | 0.1686 | 0.1719
Gen_BB013 | MW | SEPD | System Transformation | Broadford | 0.58043 | 0.58171 | 0.58651 | 0.59249 | 0.59917 | 0.60429 | 0.61038 | 0.61881 | 0.62778 | 0.69752 | 0.76915 | 0.84041 | 0.9108 | 0.98079 | 1.0517 | 1.1238 | 1.197 | 1.2676 | 1.3345 | 1.4045 | 1.475 | 1.5481 | 1.6208 | 1.6921 | 1.759 | 1.8131 | 1.8671 | 1.9179 | 1.9656 | 2.0102 | 2.0549 | 2.0997
Gen_BB014 | MW | SEPD | System Transformation | Broadford | 0 | 0 | 0 | 0 | 0 | 0 | 0 | 0 | 0 | 0 | 0 | 0 | 0 | 0 | 0 | 0 | 0 | 0 | 0 | 0 | 0 | 0 | 0 | 0 | 0 | 0 | 0 | 0 | 0 | 0 | 0 | 0
Gen_BB015 | MW | SEPD | System Transformation | Broadford | 0 | 0 | 0 | 0 | 0 | 0 | 0 | 0 | 0 | 0.49217 | 1.0939 | 1.5741 | 2.6343 | 4.0238 | 4.4937 | 4.9597 | 5.4214 | 5.8664 | 6.2938 | 6.7028 | 7.0926 | 7.4625 | 7.9721 | 8.3374 | 8.7 | 9.0598 | 9.4165 | 9.7796 | 10.1493 | 10.5257 | 10.9088 | 11.2988
Gen_BB016 | MW | SEPD | System Transformation | Broadford | 0.14017 | 0.14017 | 0.14117 | 0.14269 | 0.14528 | 0.15096 | 0.1704 | 0.1826 | 0.19569 | 0.20941 | 0.22366 | 0.23815 | 0.25289 | 0.27509 | 0.29712 | 0.32643 | 0.34735 | 0.37498 | 0.39366 | 0.41343 | 0.45398 | 0.47662 | 0.49899 | 0.51087 | 0.52189 | 0.53208 | 0.54152 | 0.55001 | 0.55767 | 0.56456 | 0.57073 | 0.576
Gen_BB017 | MW | SEPD | System Transformation | Broadford | 0 | 0 | 0 | 0 | 0 | 0 | 0 | 0 | 0 | 0 | 0 | 0 | 0 | 0 | 0 | 0 | 0 | 0 | 0 | 0 | 0 | 0 | 0 | 0 | 0 | 0 | 0 | 0 | 0 | 0 | 0 | 0
Gen_BB018 | MW | SEPD | System Transformation | Broadford | 3.04 | 4.039 | 6.079 | 6.079 | 6.0886 | 6.1745 | 6.1924 | 6.2184 | 6.2405 | 6.2686 | 6.2906 | 6.3189 | 6.3409 | 6.3691 | 6.3974 | 6.4193 | 6.4476 | 6.4691 | 6.4964 | 6.517 | 6.5436 | 6.5697 | 6.5893 | 6.6147 | 6.6398 | 6.6584 | 6.6829 | 6.7072 | 6.7312 | 6.7486 | 6.7721 | 6.7937
Hydrogen electrolysis | MW | SEPD | System Transformation | Broadford | 0 | 0 | 0 | 0 | 0 | 0 | 0 | 0 | 0 | 0 | 0 | 0 | 0 | 0 | 0 | 0 | 0 | 0 | 0 | 0 | 0 | 0 | 0 | 0 | 0 | 0.7 | 0.7 | 0.7 | 1.4 | 1.4 | 1.4 | 1.4
Lct_BB001 | Number | SEPD | System Transformation | Broadford | 21.244 | 28.6197 | 43.4587 | 77.1596 | 121.5092 | 181.6114 | 316.2452 | 484.9598 | 653.5366 | 822.2248 | 990.8503 | 1159.4785 | 1431.6904 | 1779.7132 | 2174.3528 | 2607.339 | 3085.4149 | 3573.4622 | 4049.7056 | 4490.6771 | 4878.1831 | 5198.4064 | 5449.3315 | 5625.7698 | 5738.3573 | 5721.6695 | 5734.2789 | 5668.1024 | 5582.2628 | 5460.4576 | 5326.6579 | 5182.9363
Lct_BB003 | Number | SEPD | System Transformation | Broadford | 0 | 0 | 0 | 0 | 0 | 0 | 0 | 0 | 0 | 0 | 0 | 0 | 0 | 0 | 0 | 0 | 0 | 0 | 0 | 0 | 0 | 0 | 0 | 0 | 0 | 0 | 0 | 0 | 0 | 0 | 0 | 0
Lct_BB005 | Number | SEPD | System Transformation | Broadford | 369.0808 | 396.6711 | 407.9891 | 429.2712 | 448.7001 | 470.003 | 513.9088 | 564.4779 | 607.8843 | 649.0631 | 739.1694 | 864.2335 | 1001.0319 | 1138.5324 | 1277.1095 | 1416.6094 | 1556.8635 | 1664.1464 | 1771.5127 | 1879.5406 | 1987.9269 | 2097.0222 | 2234.6752 | 2373.4618 | 2513.8169 | 2655.7358 | 2799.2472 | 2803.0967 | 2807.1662 | 2811.4556 | 2816.0051 | 2820.6051
Lct_BB006 | Number | SEPD | System Transformation | Broadford | 0 | 0 | 0 | 0 | 0 | 0 | 0 | 0 | 0 | 0 | 0 | 0 | 0 | 0 | 0 | 0 | 0 | 0 | 0 | 0 | 0 | 0 | 0 | 0 | 0 | 0 | 0 | 0 | 0 | 0 | 0 | 0
Lct_BB007 | Number | SEPD | System Transformation | Broadford | 0 | 0 | 0 | 0 | 0 | 0 | 0 | 0 | 0 | 0 | 0 | 0 | 0 | 0 | 0 | 0 | 0 | 0 | 0 | 0 | 0 | 0 | 0 | 0 | 0 | 0 | 0 | 0 | 0 | 0 | 0 | 0
Lct_BB008 | Number | SEPD | System Transformation | Broadford | 0 | 0 | 0 | 0 | 0 | 0 | 0 | 0 | 0 | 0 | 0 | 0 | 0 | 0 | 0 | 0 | 0 | 0 | 0 | 0 | 0 | 0 | 0 | 0 | 0 | 0 | 0 | 0 | 0 | 0 | 0 | 0
Lct_BB010b | MW | SEPD | System Transformation | Broadford | 0.077 | 0.10226 | 0.13623 | 0.2683 | 0.43408 | 0.63639 | 1.1861 | 1.7497 | 2.2575 | 2.8019 | 3.3964 | 3.973 | 5.0579 | 6.2205 | 7.6638 | 9.3123 | 11.2523 | 13.8743 | 19.3341 | 22.5407 | 24.4642 | 25.4023 | 25.7037 | 25.8641 | 26.043 | 26.043 | 26.043 | 26.043 | 26.043 | 26.043 | 26.043 | 26.043
Lct_BB011b | MW | SEPD | System Transformation | Broadford | 0 | 0.0014 | 0.00938 | 0.02026 | 0.03258 | 0.04707 | 0.06436 | 0.08327 | 0.10545 | 0.13228 | 0.16395 | 0.20168 | 0.25829 | 0.32638 | 0.40624 | 0.49716 | 0.59419 | 0.69666 | 0.79904 | 0.89609 | 0.98174 | 1.053 | 1.1083 | 1.1488 | 1.1746 | 1.1846 | 1.1946 | 1.2046 | 1.2148 | 1.2247 | 1.2316 | 1.2371
Lct_BB012b | MW | SEPD | System Transformation | Broadford | 0.38 | 0.38 | 0.38 | 0.38344 | 0.38822 | 0.39395 | 0.40095 | 0.40668 | 0.41366 | 0.42207 | 0.43198 | 0.44349 | 0.46323 | 0.48608 | 0.51172 | 0.5397 | 0.56737 | 0.59514 | 0.62164 | 0.64517 | 0.66463 | 0.6791 | 0.68846 | 0.69331 | 0.69331 | 0.69331 | 0.69331 | 0.69331 | 0.69331 | 0.69331 | 0.69331 | 0.69331
Lct_BB013b | MW | SEPD | System Transformation | Broadford | 0 | 0.0011 | 0.002 | 0.00375 | 0.00534 | 0.0068 | 0.0082 | 0.01152 | 0.01544 | 0.02008 | 0.02556 | 0.03202 | 0.04357 | 0.05749 | 0.07394 | 0.0929 | 0.11361 | 0.13601 | 0.15926 | 0.18227 | 0.20403 | 0.22381 | 0.24128 | 0.25647 | 0.26912 | 0.27651 | 0.28266 | 0.28764 | 0.29156 | 0.29452 | 0.29452 | 0.29452
Lct_BB014 | Number | SEPD | System Transformation | Broadford | 3.7784 | 3.8074 | 4.2813 | 4.8608 | 5.4944 | 6.2114 | 7.0339 | 6.5874 | 7.373 | 8.2524 | 9.2262 | 10.333 | 9.3534 | 10.552 | 11.911 | 13.4419 | 15.1614 | 22.6735 | 24.4244 | 26.353 | 28.4999 | 30.8599 | 33.9853 | 36.917 | 40.1158 | 43.6806 | 47.6195 | 53.6904 | 60.5178 | 68.2302 | 76.908 | 86.6799
Other generation | MW | SEPD | System Transformation | Broadford | 0 | 0 | 0 | 0 | 0 | 0 | 0 | 0 | 0 | 0 | 0 | 0 | 0 | 0 | 0 | 0 | 0 | 0 | 0 | 0 | 0 | 0 | 0 | 0 | 0 | 0 | 0 | 0 | 0 | 0 | 0 | 0
Srg_BB001 | MW | SEPD | System Transformation | Broadford | 0 | 0.017608 | 0.019369 | 0.02113 | 0.022891 | 0.024652 | 0.026412 | 0.054586 | 0.056347 | 0.058312 | 0.060488 | 0.063292 | 0.071361 | 0.079971 | 0.088973 | 0.097994 | 0.10869 | 0.11154 | 0.11454 | 0.11757 | 0.12087 | 0.12393 | 0.15127 | 0.17868 | 0.20592 | 0.23314 | 0.26041 | 0.2607 | 0.26099 | 0.26127 | 0.26156 | 0.26184
Srg_BB002 | MW | SEPD | System Transformation | Broadford | 0 | 0 | 0.00022788 | 0.00046001 | 0.00069833 | 0.00094739 | 0.0012104 | 0.0023192 | 0.0024119 | 0.0025029 | 0.0026155 | 0.0027278 | 0.0028393 | 0.0029492 | 0.0030581 | 0.0031667 | 0.0032754 | 0.0033838 | 0.0034789 | 0.0035756 | 0.003672 | 0.0037695 | 0.0047235 | 0.0057321 | 0.0067866 | 0.0078797 | 0.0089588 | 0.0090929 | 0.0092103 | 0.0093112 | 0.0093957 | 0.0094795
Data centres (MW) | MW | SEPD | System Transformation | Brora | 0 | 0 | 0 | 0 | 0 | 0 | 0 | 0 | 0 | 0 | 0 | 0 | 0 | 0 | 0 | 0 | 0 | 0 | 0 | 0 | 0 | 0 | 0 | 0 | 0 | 0 | 0 | 0 | 0 | 0 | 0 | 0
Dem_BB001a | Number of homes (cumulative) | SEPD | System Transformation | Brora | 0 | 16 | 32 | 42 | 45 | 64 | 70 | 76 | 81 | 84 | 87 | 90 | 92 | 94 | 95 | 96 | 96 | 96.3946 | 96.8258 | 97.2057 | 97.55 | 97.8718 | 98.0503 | 98.1969 | 98.315 | 98.4088 | 98.4856 | 98.5483 | 98.5991 | 98.6361 | 98.6606 | 98.6722
Dem_BB002b | Floorspace (m2) (cumulative) | SEPD | System Transformation | Brora | 0 | 0 | 5079.9 | 10497.61 | 16348.6533 | 22633.03 | 26936.54 | 31228 | 33189.66 | 35151.32 | 37112.98 | 39074.64 | 40602.9667 | 41480.25 | 41924.2 | 42136 | 42136 | 42136 | 42136 | 42136 | 42136 | 42136 | 42136 | 42136 | 42136 | 42136 | 42136 | 42136 | 42136 | 42136 | 42136 | 42136
Domestic direct electric heating | Number | SEPD | System Transformation | Brora | 1400.3566 | 1402.0818 | 1403.8112 | 1404.8911 | 1405.215 | 1407.2671 | 1384.0069 | 1371.3153 | 1358.6621 | 1345.8909 | 1333.2735 | 1320.7942 | 1308.3519 | 1296.4295 | 1284.3419 | 1276.1011 | 1266.2589 | 1256.898 | 1247.2567 | 1237.8251 | 1228.7509 | 1219.8846 | 1211.3616 | 1202.92 | 1194.8092 | 1186.7889 | 1178.8274 | 1170.9289 | 1163.1281 | 1155.4035 | 1147.7779 | 1140.23
Gas: Hydrogen peaking | MW | SEPD | System Transformation | Brora | 0 | 0 | 0 | 0 | 0 | 0 | 0 | 0 | 0 | 0 | 0 | 0 | 0 | 0 | 0 | 0 | 0 | 0 | 0 | 0 | 0 | 0 | 0 | 0 | 0 | 0 | 0 | 0 | 0 | 0 | 0 | 0
Gen_BB001 | MW | SEPD | System Transformation | Brora | 0 | 0 | 0 | 0 | 0 | 0 | 0 | 0 | 0 | 0 | 0 | 0 | 0 | 0 | 0 | 0 | 0 | 0 | 0 | 0 | 0 | 0 | 0 | 0 | 0 | 0 | 0 | 0 | 0 | 0 | 0 | 0
Gen_BB004 | MW | SEPD | System Transformation | Brora | 0 | 0 | 0 | 0 | 0 | 0 | 0 | 0 | 0 | 0 | 0 | 0 | 0 | 0 | 0 | 0 | 0 | 0 | 0 | 0 | 0 | 0 | 0 | 0 | 0 | 0 | 0 | 0 | 0 | 0 | 0 | 0
Gen_BB005 | MW | SEPD | System Transformation | Brora | 0 | 0 | 0 | 0 | 0 | 0 | 0 | 0 | 0 | 0 | 0 | 0 | 0 | 0 | 0 | 0 | 0 | 0 | 0 | 0 | 0 | 0 | 0 | 0 | 0 | 0 | 0 | 0 | 0 | 0 | 0 | 0
Gen_BB006 | MW | SEPD | System Transformation | Brora | 0 | 0 | 0 | 0 | 0 | 0 | 0 | 0 | 0 | 0 | 0 | 0 | 0 | 0 | 0 | 0 | 0 | 0 | 0 | 0 | 0 | 0 | 0 | 0 | 0 | 0 | 0 | 0 | 0 | 0 | 0 | 0
Gen_BB008 | MW | SEPD | System Transformation | Brora | 0 | 0 | 0 | 0 | 0 | 0 | 0 | 0 | 0 | 0 | 0 | 0 | 0 | 0 | 0 | 0 | 0 | 0 | 0 | 0 | 0 | 0 | 0 | 0 | 0 | 0 | 0 | 0 | 0 | 0 | 0 | 0
Gen_BB010 | MW | SEPD | System Transformation | Brora | 0 | 0 | 0 | 0 | 0 | 0 | 0 | 0 | 0 | 0 | 0 | 0 | 0 | 0 | 0 | 0 | 0 | 0 | 0 | 0 | 0 | 0 | 0 | 0 | 0 | 0 | 0 | 0 | 0 | 0 | 0 | 0
Gen_BB011 | MW | SEPD | System Transformation | Brora | 0 | 0 | 0 | 0 | 0 | 0 | 0 | 0 | 0 | 0 | 0 | 0 | 0 | 0 | 0 | 0 | 0 | 0 | 0 | 0 | 0 | 0 | 0 | 0 | 0 | 0 | 0 | 0 | 0 | 0 | 0 | 0
Gen_BB012 | MW | SEPD | System Transformation | Brora | 0.06 | 0.061495 | 0.063704 | 0.066377 | 0.06967 | 0.073136 | 0.07703 | 0.083977 | 0.089959 | 0.098265 | 0.10628 | 0.11402 | 0.12155 | 0.12893 | 0.13621 | 0.14343 | 0.15057 | 0.15686 | 0.16314 | 0.16934 | 0.17551 | 0.18169 | 0.18756 | 0.19307 | 0.19822 | 0.20199 | 0.20577 | 0.2092 | 0.21229 | 0.21505 | 0.21782 | 0.2206
Gen_BB013 | MW | SEPD | System Transformation | Brora | 0.69665 | 0.69996 | 0.70528 | 0.71097 | 0.71582 | 0.72865 | 0.7371 | 0.75118 | 0.76497 | 0.81713 | 0.86884 | 0.92 | 0.96954 | 1.0215 | 1.0743 | 1.1303 | 1.1852 | 1.2382 | 1.2883 | 1.3394 | 1.393 | 1.448 | 1.5032 | 1.5557 | 1.6079 | 1.6504 | 1.6929 | 1.733 | 1.7707 | 1.8061 | 1.8416 | 1.8772
Gen_BB014 | MW | SEPD | System Transformation | Brora | 0 | 0 | 0 | 0 | 0 | 0 | 0 | 0 | 0 | 0 | 0 | 0 | 0 | 0 | 0 | 0 | 0 | 0 | 0 | 0 | 0 | 0 | 0 | 0 | 0 | 0 | 0 | 0 | 0 | 0 | 0 | 0
Gen_BB015 | MW | SEPD | System Transformation | Brora | 0 | 0 | 0 | 0 | 0 | 0 | 0 | 0 | 0 | 0.39416 | 0.87607 | 1.2607 | 2.1097 | 3.2225 | 3.5989 | 3.9721 | 4.3418 | 4.6982 | 5.0405 | 5.368 | 5.6802 | 5.9765 | 6.3846 | 6.6771 | 6.9675 | 7.2557 | 7.5414 | 7.8322 | 8.1282 | 8.4296 | 8.7364 | 9.0488
Gen_BB016 | MW | SEPD | System Transformation | Brora | 0.11226 | 0.11226 | 0.11306 | 0.11428 | 0.11635 | 0.1209 | 0.13647 | 0.14624 | 0.15672 | 0.16771 | 0.17912 | 0.19072 | 0.20253 | 0.22031 | 0.23795 | 0.26143 | 0.27818 | 0.30031 | 0.31527 | 0.3311 | 0.36358 | 0.38171 | 0.39962 | 0.40913 | 0.41797 | 0.42612 | 0.43369 | 0.44048 | 0.44662 | 0.45213 | 0.45708 | 0.4613
Gen_BB017 | MW | SEPD | System Transformation | Brora | 0 | 0 | 0 | 0 | 0 | 0 | 0 | 0 | 0 | 0 | 0 | 0 | 0 | 0 | 0 | 0 | 0 | 0 | 0 | 0 | 0 | 0 | 0 | 0 | 0 | 0 | 0 | 0 | 0 | 0 | 0 | 0
Gen_BB018 | MW | SEPD | System Transformation | Brora | 0.994 | 0.994 | 0.994 | 0.994 | 0.99485 | 1.0025 | 1.0041 | 1.0064 | 1.0083 | 1.0108 | 1.0128 | 1.0153 | 1.0172 | 1.0197 | 1.0223 | 1.0242 | 1.0267 | 1.0286 | 1.031 | 1.0329 | 1.0352 | 1.0375 | 1.0393 | 1.0415 | 1.0438 | 1.0454 | 1.0476 | 1.0497 | 1.0519 | 1.0534 | 1.0555 | 1.0574
Hydrogen electrolysis | MW | SEPD | System Transformation | Brora | 0 | 0 | 0 | 0 | 0 | 0 | 0 | 0 | 0 | 0 | 0 | 0 | 0 | 0 | 0 | 0 | 0 | 0 | 0 | 0 | 0 | 0 | 0 | 0 | 0 | 0 | 0 | 0 | 0 | 0 | 0 | 0
Lct_BB001 | Number | SEPD | System Transformation | Brora | 15.5047 | 21.1997 | 32.6094 | 58.723 | 93.177 | 140.335 | 254.2482 | 411.0554 | 567.8527 | 724.6685 | 881.4863 | 1038.2295 | 1275.5418 | 1582.2716 | 1927.5751 | 2303.4422 | 2714.9051 | 3132.0704 | 3536.6322 | 3909.3073 | 4236.1435 | 4506.0867 | 4717.575 | 4863.8882 | 4958.1821 | 4948.4888 | 4976.6349 | 4920.8903 | 4848.3138 | 4745.0185 | 4631.0413 | 4507.4191
Lct_BB003 | Number | SEPD | System Transformation | Brora | 0 | 0 | 0 | 0 | 0 | 0 | 0 | 0 | 0 | 0 | 0 | 0 | 0 | 0 | 0 | 0 | 0 | 0 | 0 | 0 | 0 | 0 | 0 | 0 | 0 | 0 | 0 | 0 | 0 | 0 | 0 | 0
Lct_BB005 | Number | SEPD | System Transformation | Brora | 129.9273 | 156.011 | 166.455 | 186.0441 | 203.6523 | 223.5795 | 263.62 | 309.6757 | 348.5196 | 384.9124 | 462.938 | 571.8426 | 690.8521 | 810.5412 | 931.0377 | 1052.428 | 1174.3303 | 1267.488 | 1360.7503 | 1454.328 | 1548.4344 | 1643.004 | 1762.5515 | 1882.8013 | 2004.8204 | 2128.1398 | 2252.8083 | 2255.8879 | 2259.1434 | 2262.575 | 2266.2146 | 2269.8946
Lct_BB006 | Number | SEPD | System Transformation | Brora | 0 | 0 | 0 | 0 | 0 | 0 | 0 | 0 | 0 | 0 | 0 | 0 | 0 | 0 | 0 | 0 | 0 | 0 | 0 | 0 | 0 | 0 | 0 | 0 | 0 | 0 | 0 | 0 | 0 | 0 | 0 | 0
Lct_BB007 | Number | SEPD | System Transformation | Brora | 0 | 0 | 0 | 0 | 0 | 0 | 0 | 0 | 0 | 0 | 0 | 0 | 0 | 0 | 0 | 0 | 0 | 0 | 0 | 0 | 0 | 0 | 0 | 0 | 0 | 0 | 0 | 0 | 0 | 0 | 0 | 0
Lct_BB008 | Number | SEPD | System Transformation | Brora | 0 | 0 | 0 | 0 | 0 | 0 | 0 | 0 | 0 | 0 | 0 | 0 | 0 | 0 | 0 | 0 | 0 | 0 | 0 | 0 | 0 | 0 | 0 | 0 | 0 | 0 | 0 | 0 | 0 | 0 | 0 | 0
Lct_BB010b | MW | SEPD | System Transformation | Brora | 0.092 | 0.0976 | 0.1172 | 0.1942 | 0.3174 | 0.4532 | 0.8844 | 1.3576 | 1.814 | 2.2984 | 2.7708 | 3.1988 | 4.055 | 4.9972 | 6.1922 | 7.5011 | 9.1492 | 11.419 | 14.3972 | 16.668 | 18.3654 | 19.3898 | 20.1375 | 20.6392 | 20.8487 | 20.8487 | 20.8487 | 20.8487 | 20.8487 | 20.8487 | 20.8487 | 20.8487
Lct_BB011b | MW | SEPD | System Transformation | Brora | 0 | 0.0013 | 0.00613 | 0.01316 | 0.02126 | 0.0306 | 0.04195 | 0.05417 | 0.06854 | 0.08584 | 0.10629 | 0.13075 | 0.16777 | 0.21207 | 0.26399 | 0.32287 | 0.38528 | 0.45109 | 0.51667 | 0.57798 | 0.63121 | 0.67408 | 0.70588 | 0.72735 | 0.7387 | 0.7387 | 0.7387 | 0.7387 | 0.7387 | 0.7387 | 0.7387 | 0.7387
Lct_BB012b | MW | SEPD | System Transformation | Brora | 0.249 | 0.2493 | 0.24955 | 0.25227 | 0.25582 | 0.2599 | 0.26476 | 0.27055 | 0.27767 | 0.28639 | 0.29696 | 0.30954 | 0.33049 | 0.35575 | 0.38543 | 0.41936 | 0.45525 | 0.49347 | 0.53245 | 0.57006 | 0.60439 | 0.63396 | 0.65799 | 0.6766 | 0.68898 | 0.69451 | 0.69798 | 0.69948 | 0.69948 | 0.69948 | 0.69948 | 0.69948
Lct_BB013b | MW | SEPD | System Transformation | Brora | 0 | 0.0006 | 0.00126 | 0.00236 | 0.00336 | 0.00428 | 0.00517 | 0.00726 | 0.00973 | 0.01266 | 0.01611 | 0.02018 | 0.02746 | 0.03624 | 0.04661 | 0.05856 | 0.07162 | 0.08574 | 0.10039 | 0.11489 | 0.1286 | 0.14107 | 0.15208 | 0.16165 | 0.16962 | 0.17428 | 0.17816 | 0.1813 | 0.18377 | 0.18563 | 0.18563 | 0.18563
Lct_BB014 | Number | SEPD | System Transformation | Brora | 2.3855 | 2.4038 | 2.703 | 3.0688 | 3.4688 | 3.9215 | 4.4408 | 4.7301 | 5.2942 | 5.9256 | 6.6249 | 7.4196 | 8.3241 | 9.3907 | 10.6002 | 11.9626 | 13.4929 | 20.1783 | 21.7365 | 23.4529 | 25.3635 | 27.4638 | 33.0321 | 35.8815 | 38.9906 | 42.4554 | 46.2838 | 52.1844 | 58.8203 | 66.3163 | 74.7508 | 84.2486
Other generation | MW | SEPD | System Transformation | Brora | 0 | 0 | 0 | 0 | 0 | 0 | 0 | 0 | 0 | 0 | 0 | 0 | 0 | 0 | 0 | 0 | 0 | 0 | 0 | 0 | 0 | 0 | 0 | 0 | 0 | 0 | 0 | 0 | 0 | 0 | 0 | 0
Srg_BB001 | MW | SEPD | System Transformation | Brora | 0 | 0.018342 | 0.020176 | 0.02201 | 0.023845 | 0.025679 | 0.027513 | 0.05686 | 0.058694 | 0.060693 | 0.062859 | 0.065528 | 0.07389 | 0.082753 | 0.091998 | 0.10133 | 0.11206 | 0.11485 | 0.11776 | 0.1207 | 0.12385 | 0.12681 | 0.15506 | 0.18338 | 0.21155 | 0.23971 | 0.26791 | 0.26815 | 0.26838 | 0.26861 | 0.26883 | 0.26906
Srg_BB002 | MW | SEPD | System Transformation | Brora | 0 | 0 | 0.00027422 | 0.00055409 | 0.00084214 | 0.001144 | 0.0014639 | 0.0028208 | 0.002935 | 0.0030428 | 0.0031722 | 0.0032977 | 0.0034195 | 0.0035372 | 0.0036518 | 0.0037642 | 0.0038752 | 0.0039846 | 0.0040796 | 0.0041752 | 0.0042697 | 0.0043644 | 0.0052841 | 0.00625 | 0.0072541 | 0.008291 | 0.009311 | 0.0094373 | 0.0095477 | 0.0096423 | 0.0097214 | 0.0097997
Data centres (MW) | MW | SEPD | System Transformation | Burghmuir | 0 | 0 | 0 | 0 | 0 | 0 | 0 | 0 | 0 | 0 | 0 | 0 | 0 | 0 | 0 | 0 | 0 | 0 | 0 | 0 | 0 | 0 | 0 | 0 | 0 | 0 | 0 | 0 | 0 | 0 | 0 | 0
Dem_BB001a | Number of homes (cumulative) | SEPD | System Transformation | Burghmuir | 0 | 244.5981 | 422.5493 | 630.9527 | 864.3952 | 1131.774 | 1381.6449 | 1657.4794 | 1916.1755 | 2186.0981 | 2464.7462 | 2758.9998 | 3041.0779 | 3322.2445 | 3576.4969 | 3831.2296 | 4066.2296 | 4282.4238 | 4671.8213 | 5068.9338 | 5474.8483 | 5891.4674 | 6062.3653 | 6219.1029 | 6361.6969 | 6493.1687 | 6613.5554 | 6723.8708 | 6825.1264 | 6901.3121 | 6952.4355 | 6977.494
Dem_BB002b | Floorspace (m2) (cumulative) | SEPD | System Transformation | Burghmuir | 0 | 19435.2823 | 50383.5081 | 75280.1008 | 127106.4315 | 183170.8333 | 232707.0565 | 282173.2056 | 340798.6761 | 389948.4677 | 416461.3306 | 445053.9315 | 470346.5323 | 490597.957 | 516097.2984 | 536474.5565 | 551712.2312 | 557683.4677 | 561291.6331 | 564620.0605 | 567518.75 | 570137.7016 | 572476.9153 | 573786.3911 | 574316.129 | 574316.129 | 574316.129 | 574316.129 | 574316.129 | 574316.129 | 574316.129 | 574316.129
Domestic direct electric heating | Number | SEPD | System Transformation | Burghmuir | 4364.7318 | 4391.196 | 4410.4163 | 4432.9885 | 4458.2607 | 4487.2052 | 4478.7489 | 4465.0066 | 4448.9828 | 4434.5218 | 4421.12 | 4409.8313 | 4398.2852 | 4387.8595 | 4375.2682 | 4374.2149 | 4368.2892 | 4360.7763 | 4373.8792 | 4388.4475 | 4404.4826 | 4422.1467 | 4411.9723 | 4400.8092 | 4388.4933 | 4375.5037 | 4360.7496 | 4344.9124 | 4328.4175 | 4309.4627 | 4288.0343 | 4264.0935
Gas: Hydrogen peaking | MW | SEPD | System Transformation | Burghmuir | 0 | 0 | 0 | 0 | 0 | 0 | 0 | 0 | 0 | 0 | 0 | 0 | 0 | 0 | 0 | 0 | 0 | 0 | 0 | 0 | 0 | 0 | 0 | 0 | 0 | 0 | 0 | 0 | 0 | 0 | 0 | 0
Gen_BB001 | MW | SEPD | System Transformation | Burghmuir | 0 | 0 | 0 | 0 | 0 | 0 | 0 | 0 | 0 | 0 | 0 | 0 | 0 | 0 | 0 | 0 | 0 | 0 | 0 | 0 | 0 | 0 | 0 | 0 | 0 | 0 | 0 | 0 | 0 | 0 | 0 | 0
Gen_BB004 | MW | SEPD | System Transformation | Burghmuir | 0 | 0 | 0 | 0 | 0.18 | 0.18 | 0.18 | 0.18 | 0.18 | 0.18 | 0.18 | 0.18 | 0.18 | 0.18 | 0.18 | 0.18 | 0.18 | 0.18 | 0.18 | 0.18 | 0.18 | 0.18 | 0.18 | 0.18 | 0.18 | 0.18 | 0.18 | 0.18 | 0.18 | 0.18 | 0.18 | 0.18
Gen_BB005 | MW | SEPD | System Transformation | Burghmuir | 0 | 0 | 0 | 0 | 0 | 0 | 0 | 0 | 0 | 0 | 0 | 0 | 0 | 0 | 0 | 0 | 0 | 0 | 0 | 0 | 0 | 0 | 0 | 0 | 0 | 0 | 0 | 0 | 0 | 0 | 0 | 0
Gen_BB006 | MW | SEPD | System Transformation | Burghmuir | 0 | 0 | 0 | 0 | 0 | 0 | 0 | 0 | 0 | 0 | 0 | 0 | 0 | 0 | 0 | 0 | 0 | 0 | 0 | 0 | 0 | 0 | 0 | 0 | 0 | 0 | 0 | 0 | 0 | 0 | 0 | 0
Gen_BB008 | MW | SEPD | System Transformation | Burghmuir | 0 | 0 | 0 | 0 | 0 | 0 | 0 | 0 | 0 | 0 | 0 | 0 | 0 | 0 | 0 | 0 | 0 | 0 | 0 | 0 | 0 | 0 | 0 | 0 | 0 | 0 | 0 | 0 | 0 | 0 | 0 | 0
Gen_BB010 | MW | SEPD | System Transformation | Burghmuir | 0 | 0 | 0 | 0 | 0 | 0 | 0 | 0 | 0 | 0 | 0 | 0 | 0 | 0 | 0 | 0 | 0 | 0 | 0 | 0 | 0 | 0 | 0 | 0 | 0 | 0 | 0 | 0 | 0 | 0 | 0 | 0
Gen_BB011 | MW | SEPD | System Transformation | Burghmuir | 0 | 0 | 0 | 0 | 0 | 0 | 0 | 0 | 0 | 0 | 0 | 0 | 0 | 0 | 0 | 0 | 0 | 0 | 0 | 0 | 0 | 0 | 0 | 0 | 0 | 0 | 0 | 0 | 0 | 0 | 0 | 0
Gen_BB012 | MW | SEPD | System Transformation | Burghmuir | 0.27895 | 0.43454 | 1.8199 | 1.8374 | 1.8423 | 1.8607 | 1.8683 | 2.0576 | 2.2725 | 2.5213 | 2.8082 | 3.1725 | 3.5895 | 4.0598 | 4.5374 | 5.0375 | 5.4633 | 5.8197 | 6.0169 | 6.4728 | 6.6289 | 6.7819 | 6.9316 | 7.0801 | 7.3445 | 7.6001 | 7.8556 | 8.0857 | 8.2906 | 8.47 | 8.6265 | 8.7599
Gen_BB013 | MW | SEPD | System Transformation | Burghmuir | 1.6474 | 1.7038 | 1.7833 | 1.8986 | 2.0578 | 2.2613 | 2.4952 | 2.8604 | 3.2273 | 3.6659 | 4.1282 | 4.6207 | 5.1161 | 5.6271 | 6.1335 | 6.651 | 7.1816 | 7.6727 | 8.3465 | 9.036 | 9.7415 | 10.4634 | 10.9284 | 11.3698 | 11.786 | 12.1475 | 12.4986 | 12.8284 | 13.1381 | 13.41 | 13.6552 | 13.8724
Gen_BB014 | MW | SEPD | System Transformation | Burghmuir | 0 | 0 | 0 | 0 | 0 | 0 | 0 | 0 | 0 | 0 | 0 | 0 | 0 | 0 | 0 | 0 | 0 | 0 | 0 | 0 | 0 | 0 | 0 | 0 | 0 | 0 | 0 | 0 | 0 | 0 | 0 | 0
Gen_BB015 | MW | SEPD | System Transformation | Burghmuir | 0 | 0 | 0 | 0 | 0 | 0 | 0 | 0 | 0 | 0.21722 | 0.48281 | 0.69476 | 1.1627 | 1.7759 | 1.9834 | 2.189 | 2.3928 | 2.5892 | 2.7778 | 2.9583 | 3.1304 | 3.2937 | 3.5186 | 3.6798 | 3.8398 | 3.9986 | 4.1561 | 4.3163 | 4.4795 | 4.6456 | 4.8147 | 4.9868
Gen_BB016 | MW | SEPD | System Transformation | Burghmuir | 0.061866 | 0.061866 | 0.062308 | 0.062978 | 0.064119 | 0.066629 | 0.07521 | 0.080594 | 0.086369 | 0.092426 | 0.098714 | 0.10511 | 0.11161 | 0.12141 | 0.13113 | 0.14407 | 0.15331 | 0.1655 | 0.17375 | 0.18247 | 0.20037 | 0.21036 | 0.22023 | 0.22548 | 0.23034 | 0.23484 | 0.23901 | 0.24275 | 0.24613 | 0.24917 | 0.2519 | 0.25422
Gen_BB017 | MW | SEPD | System Transformation | Burghmuir | 0 | 0 | 0 | 0 | 0 | 0 | 0 | 0 | 0 | 0 | 0 | 0 | 0 | 0 | 0 | 0 | 0 | 0 | 0 | 0 | 0 | 0 | 0 | 0 | 0 | 0 | 0 | 0 | 0 | 0 | 0 | 0
Gen_BB018 | MW | SEPD | System Transformation | Burghmuir | 1.3 | 1.3 | 1.3 | 1.3 | 1.3028 | 1.328 | 1.3332 | 1.3408 | 1.3473 | 1.3555 | 1.362 | 1.3702 | 1.3767 | 1.3849 | 1.3932 | 1.3996 | 1.4079 | 1.4142 | 1.4222 | 1.4283 | 1.436 | 1.4437 | 1.4494 | 1.4569 | 1.4642 | 1.4696 | 1.4768 | 1.4839 | 1.491 | 1.4961 | 1.5029 | 1.5092
Hydrogen electrolysis | MW | SEPD | System Transformation | Burghmuir | 0 | 0 | 0 | 0 | 0 | 0 | 0 | 0 | 0 | 0 | 0 | 0 | 0 | 0 | 0 | 0 | 0 | 0 | 0 | 0.7 | 0.7 | 0.7 | 0.7 | 1 | 1.4 | 1.4 | 1.4 | 1.5 | 2 | 2 | 2 | 2
Lct_BB001 | Number | SEPD | System Transformation | Burghmuir | 68.078 | 98.3479 | 158.8622 | 302.5423 | 492.6471 | 760.6536 | 1261.1762 | 2182.5522 | 3104.0064 | 4025.4596 | 4946.8599 | 5868.2668 | 7054.2497 | 8684.7304 | 10469.1307 | 12352.0842 | 14340.6106 | 16297.5194 | 18143.3218 | 19803.0672 | 21245.2363 | 22433.5132 | 23365.7373 | 23958.0654 | 24360.3536 | 24408.9605 | 24898.9741 | 24654.6428 | 24332.1343 | 23864.9416 | 23338.3104 | 22741.0773
Lct_BB003 | Number | SEPD | System Transformation | Burghmuir | 0 | 0 | 0 | 0 | 0 | 0 | 0 | 0 | 0 | 0 | 0 | 0 | 0 | 0 | 0 | 0 | 0 | 0 | 0 | 0 | 0 | 0 | 0 | 0 | 0 | 0 | 0 | 0 | 0 | 0 | 0 | 0
Lct_BB005 | Number | SEPD | System Transformation | Burghmuir | 150.7823 | 252.4734 | 294.7293 | 372.1199 | 444.4685 | 524.6806 | 678.9878 | 856.7258 | 996.4988 | 1125.0949 | 1375.056 | 1519.6358 | 1675.0362 | 1831.0359 | 1986.7355 | 2139.4572 | 2291.5958 | 2451.052 | 2628.6678 | 2810.3635 | 2997.6689 | 3191.2359 | 3451.8203 | 3714.0706 | 3975.98 | 4238.3435 | 4499.7153 | 4536.8626 | 4574.3017 | 4608.4029 | 4638.8844 | 4663.7244
Lct_BB006 | Number | SEPD | System Transformation | Burghmuir | 0 | 0 | 38.7937 | 77.0847 | 114.8763 | 152.1648 | 188.9529 | 229.9307 | 270.2345 | 309.8665 | 348.829 | 380.073 | 513.7889 | 646.0328 | 776.8064 | 906.1081 | 1033.9368 | 1145.806 | 1256.2868 | 1365.38 | 1473.0824 | 1579.3949 | 1672.1669 | 1764.3187 | 1855.8492 | 1946.7594 | 2037.0484 | 2037.0484 | 2037.0484 | 2037.0484 | 2037.0484 | 2037.0484
Lct_BB007 | Number | SEPD | System Transformation | Burghmuir | 75.2125 | 97.0268 | 105.4071 | 121.737 | 136.6017 | 152.5937 | 185.721 | 223.5137 | 254.4154 | 282.5189 | 338.9049 | 389.5421 | 444.7544 | 499.9451 | 555.1141 | 610.2615 | 665.3873 | 709.41 | 753.3715 | 797.2718 | 841.1109 | 884.8886 | 945.4857 | 1006.7008 | 1069.2752 | 1132.2272 | 1195.539 | 1182.9151 | 1168.145 | 1153.4765 | 1139.8865 | 1126.853
Lct_BB008 | Number | SEPD | System Transformation | Burghmuir | 0 | 0 | 1.8182 | 3.6128 | 5.384 | 7.1316 | 8.8557 | 10.7762 | 12.665 | 14.5225 | 16.3483 | 18.1428 | 25.8224 | 33.4175 | 40.9281 | 48.3542 | 55.6958 | 62.1207 | 68.4659 | 74.7313 | 80.9169 | 87.0227 | 92.351 | 97.6436 | 102.9004 | 108.1216 | 113.3071 | 113.3071 | 113.3071 | 113.3071 | 113.3071 | 113.3071
Lct_BB010b | MW | SEPD | System Transformation | Burghmuir | 0.496 | 0.62007 | 0.7763 | 1.1146 | 1.5879 | 2.1643 | 3.6582 | 5.0855 | 6.5812 | 8.1484 | 9.6385 | 11.2133 | 14.0489 | 17.4856 | 21.5229 | 26.1397 | 31.6952 | 39.6721 | 49.7104 | 57.0431 | 61.5832 | 64.4194 | 66.6349 | 67.882 | 68.5466 | 68.5466 | 68.5466 | 68.5466 | 68.5466 | 68.5466 | 68.5466 | 68.5466
Lct_BB011b | MW | SEPD | System Transformation | Burghmuir | 0.13 | 0.1555 | 0.18834 | 0.25754 | 0.3374 | 0.43096 | 0.54501 | 0.66854 | 0.81607 | 0.99254 | 1.2029 | 1.4536 | 1.8145 | 2.2478 | 2.7565 | 3.3378 | 3.9693 | 4.6445 | 5.3327 | 5.9975 | 6.6042 | 7.1323 | 7.5749 | 7.9397 | 8.2289 | 8.4367 | 8.6425 | 8.8485 | 9.0604 | 9.2646 | 9.4067 | 9.5207
Lct_BB012b | MW | SEPD | System Transformation | Burghmuir | 3.8437 | 3.8562 | 3.8686 | 3.9059 | 3.9497 | 4.0003 | 4.0614 | 4.1416 | 4.2396 | 4.359 | 4.503 | 4.6763 | 4.9534 | 5.2919 | 5.6955 | 6.1631 | 6.6701 | 7.2183 | 7.7847 | 8.3394 | 8.8533 | 9.3045 | 9.6806 | 9.9813 | 10.1972 | 10.2694 | 10.3121 | 10.3306 | 10.3306 | 10.3306 | 10.3306 | 10.3306
Lct_BB013b | MW | SEPD | System Transformation | Burghmuir | 0 | 0.0499 | 0.09983 | 0.16031 | 0.22569 | 0.29403 | 0.36256 | 0.53889 | 0.75934 | 1.0293 | 1.352 | 1.725 | 2.2927 | 2.9204 | 3.5848 | 4.2525 | 4.9005 | 5.507 | 6.0734 | 6.5976 | 7.095 | 7.5855 | 7.9989 | 8.3895 | 8.774 | 9.1361 | 9.4731 | 9.7731 | 10.042 | 10.2226 | 10.3277 | 10.3277
Lct_BB014 | Number | SEPD | System Transformation | Burghmuir | 54.8484 | 55.2694 | 62.15 | 70.5613 | 79.7587 | 90.1672 | 102.1074 | 119.5837 | 133.8455 | 149.8085 | 167.4874 | 187.5789 | 218.0812 | 246.0271 | 277.7141 | 313.4065 | 353.4982 | 528.6484 | 569.4724 | 614.4389 | 664.4945 | 719.5198 | 764.6791 | 830.6428 | 902.6166 | 982.8264 | 1071.4518 | 1208.0489 | 1361.6662 | 1535.1972 | 1730.4517 | 1950.3223
Other generation | MW | SEPD | System Transformation | Burghmuir | 0 | 0 | 0 | 0 | 0 | 0 | 0 | 0 | 0 | 0 | 0 | 0 | 0 | 0 | 0 | 0 | 0 | 0 | 0 | 0 | 0 | 0 | 0 | 0 | 0 | 0 | 0 | 0 | 0 | 0 | 0 | 0
Srg_BB001 | MW | SEPD | System Transformation | Burghmuir | 0 | 0.16618 | 0.1828 | 0.19941 | 0.21603 | 0.23265 | 0.24927 | 0.51515 | 0.53177 | 0.54848 | 0.56528 | 0.58236 | 0.65689 | 0.73419 | 0.8142 | 0.89675 | 0.98257 | 1.0028 | 1.0232 | 1.0435 | 1.064 | 1.0843 | 1.334 | 1.5837 | 1.8334 | 2.083 | 2.3326 | 2.3328 | 2.3329 | 2.333 | 2.3331 | 2.3333
Srg_BB002 | MW | SEPD | System Transformation | Burghmuir | 0 | 0 | 0.00067469 | 0.0013835 | 0.0021397 | 0.0029633 | 0.003875 | 0.008059 | 0.0084358 | 0.0088016 | 0.009251 | 0.0096955 | 0.010135 | 0.010565 | 0.01099 | 0.011412 | 0.011833 | 0.012251 | 0.012617 | 0.012989 | 0.013358 | 0.013731 | 0.017375 | 0.021221 | 0.025237 | 0.029397 | 0.0335 | 0.034009 | 0.034455 | 0.034838 | 0.035158 | 0.035476
Data centres (MW) | MW | SEPD | System Transformation | Carradale | 0 | 0 | 0 | 0 | 0 | 0 | 0 | 0 | 0 | 0 | 0 | 0 | 0 | 0 | 0 | 0 | 0 | 0 | 0 | 0 | 0 | 0 | 0 | 0 | 0 | 0 | 0 | 0 | 0 | 0 | 0 | 0
Dem_BB001a | Number of homes (cumulative) | SEPD | System Transformation | Carradale | 0 | 82.7322 | 107.5222 | 178.2226 | 238.9294 | 281.6258 | 317.6258 | 349.6258 | 371.6258 | 389.6258 | 407.6258 | 425.6258 | 438.6258 | 446.6258 | 450.6258 | 454.6258 | 457.6258 | 460.4349 | 463.3189 | 464.0979 | 464.8039 | 465.4693 | 465.8384 | 466.1416 | 466.3857 | 466.5797 | 466.7386 | 466.8682 | 466.9733 | 467.0496 | 467.1003 | 467.1244
Dem_BB002b | Floorspace (m2) (cumulative) | SEPD | System Transformation | Carradale | 0 | 0 | 0 | 0 | 0 | 0 | 0 | 0 | 0 | 0 | 0 | 0 | 0 | 0 | 0 | 0 | 0 | 0 | 0 | 0 | 0 | 0 | 0 | 0 | 0 | 0 | 0 | 0 | 0 | 0 | 0 | 0
Domestic direct electric heating | Number | SEPD | System Transformation | Carradale | 3216.6363 | 3225.5993 | 3228.2987 | 3235.9669 | 3242.5549 | 3247.1988 | 3216.7228 | 3196.118 | 3174.5106 | 3152.7115 | 3131.2211 | 3110.0307 | 3088.9345 | 3067.8464 | 3045.1756 | 3029.6369 | 3012.061 | 2994.7032 | 2977.3935 | 2960.1328 | 2943.0964 | 2926.7299 | 2911.1545 | 2895.742 | 2880.6311 | 2865.8188 | 2851.0857 | 2836.4706 | 2822.0443 | 2807.7717 | 2793.6883 | 2779.7593
Gas: Hydrogen peaking | MW | SEPD | System Transformation | Carradale | 0 | 0 | 0 | 0 | 0 | 0 | 0 | 0 | 0 | 0 | 0 | 0 | 0 | 0 | 0 | 0 | 0 | 0 | 0 | 0 | 0 | 0 | 0 | 0 | 0 | 0 | 0 | 0 | 0 | 0 | 0 | 0
Gen_BB001 | MW | SEPD | System Transformation | Carradale | 0 | 0 | 0 | 0 | 0 | 0 | 0 | 0 | 0 | 0 | 0 | 0 | 0 | 0 | 0 | 0 | 0 | 0 | 0 | 0 | 0 | 0 | 0 | 0 | 0 | 0 | 0 | 0 | 0 | 0 | 0 | 0
Gen_BB004 | MW | SEPD | System Transformation | Carradale | 0 | 0 | 0 | 0 | 0 | 0 | 0 | 0 | 0 | 0 | 0 | 0 | 0 | 0 | 0 | 0 | 0 | 0 | 0 | 0 | 0 | 0 | 0 | 0 | 0 | 0 | 0 | 0 | 0 | 0 | 0 | 0
Gen_BB005 | MW | SEPD | System Transformation | Carradale | 0 | 0 | 0 | 0 | 0 | 0 | 0 | 0 | 0 | 0 | 0 | 0 | 0 | 0 | 0 | 0 | 0 | 0 | 0 | 0 | 0 | 0 | 0 | 0 | 0 | 0 | 0 | 0 | 0 | 0 | 0 | 0
Gen_BB006 | MW | SEPD | System Transformation | Carradale | 0 | 0 | 0 | 0 | 0 | 0 | 0 | 0 | 0 | 0 | 0 | 0 | 0 | 0 | 0 | 0 | 0 | 0 | 0 | 0 | 0 | 0 | 0 | 0 | 0 | 0 | 0 | 0 | 0 | 0 | 0 | 0
Gen_BB008 | MW | SEPD | System Transformation | Carradale | 0 | 0 | 0 | 0 | 0 | 0 | 0 | 0 | 0 | 0 | 0 | 0 | 0 | 0 | 0 | 0 | 0 | 0 | 0 | 0 | 0 | 0 | 0 | 0 | 0 | 0 | 0 | 0 | 0 | 0 | 0 | 0
Gen_BB010 | MW | SEPD | System Transformation | Carradale | 0 | 0 | 0 | 0 | 0 | 0 | 0 | 0 | 0 | 0 | 0 | 0 | 0 | 0 | 0 | 0 | 0 | 0 | 0 | 0 | 0 | 0 | 0 | 0 | 0 | 0 | 0 | 0 | 0 | 0 | 0 | 0
Gen_BB011 | MW | SEPD | System Transformation | Carradale | 0 | 0 | 0 | 0 | 0 | 0 | 0 | 0 | 0 | 0 | 0 | 0 | 0 | 0 | 0 | 0 | 0 | 0 | 0 | 0 | 0 | 0 | 0 | 0 | 0 | 0 | 0 | 0 | 0 | 0 | 0 | 0
Gen_BB012 | MW | SEPD | System Transformation | Carradale | 0.26733 | 0.26951 | 0.27273 | 0.2766 | 0.28134 | 0.2863 | 0.29182 | 0.30153 | 0.30974 | 0.32147 | 0.33277 | 0.34369 | 0.3543 | 0.3647 | 0.37495 | 0.38511 | 0.39517 | 0.40402 | 0.41285 | 0.42157 | 0.43026 | 0.43894 | 0.4472 | 0.45494 | 0.46218 | 0.46749 | 0.4728 | 0.47763 | 0.48198 | 0.48586 | 0.48976 | 0.49367
Gen_BB013 | MW | SEPD | System Transformation | Carradale | 1.0184 | 1.0282 | 1.0343 | 1.0556 | 1.0797 | 1.1016 | 1.1239 | 1.1498 | 1.1716 | 1.2551 | 1.339 | 1.4233 | 1.5052 | 1.5851 | 1.6661 | 1.7485 | 1.8364 | 1.9171 | 1.9973 | 2.0764 | 2.1559 | 2.2401 | 2.3269 | 2.4102 | 2.491 | 2.5594 | 2.6278 | 2.6929 | 2.7548 | 2.8135 | 2.8724 | 2.9315
Gen_BB014 | MW | SEPD | System Transformation | Carradale | 0 | 0 | 0 | 0 | 0 | 0 | 0 | 0 | 0 | 0 | 0 | 0 | 0 | 0 | 0 | 0 | 0 | 0 | 0 | 0 | 0 | 0 | 0 | 0 | 0 | 0 | 0 | 0 | 0 | 0 | 0 | 0
Gen_BB015 | MW | SEPD | System Transformation | Carradale | 114.95 | 164.95 | 199.95 | 199.95 | 199.95 | 247.55 | 247.55 | 251.3 | 255.7375 | 256.9405 | 258.4113 | 259.5851 | 262.1763 | 265.5726 | 266.7213 | 267.8603 | 278.4889 | 288.5015 | 289.5461 | 291.3458 | 292.2987 | 293.2028 | 294.4484 | 295.3412 | 297.9526 | 298.832 | 299.7039 | 300.5914 | 301.495 | 302.4149 | 303.3513 | 304.3046
Gen_BB016 | MW | SEPD | System Transformation | Carradale | 3.4106 | 3.4106 | 3.4131 | 3.4168 | 3.4231 | 3.437 | 3.4845 | 3.5143 | 3.5463 | 3.5799 | 3.9522 | 3.9876 | 4.0236 | 4.0779 | 4.1317 | 4.2034 | 4.2545 | 4.322 | 4.3677 | 4.5785 | 4.6776 | 5.2675 | 5.8217 | 5.8507 | 5.8776 | 5.9025 | 5.9256 | 5.9464 | 5.9651 | 5.9819 | 5.997 | 6.0099
Gen_BB017 | MW | SEPD | System Transformation | Carradale | 0 | 0 | 0 | 0 | 0 | 0 | 0 | 0 | 0 | 0 | 0 | 0 | 0 | 0 | 0 | 0 | 0 | 0 | 0 | 0 | 0 | 0 | 0 | 0 | 0 | 0 | 0 | 0 | 0 | 0 | 0 | 0
Gen_BB018 | MW | SEPD | System Transformation | Carradale | 14.311 | 14.411 | 14.411 | 14.411 | 14.4431 | 14.7293 | 14.7887 | 14.8754 | 14.9488 | 15.0427 | 15.1159 | 15.2101 | 15.2833 | 15.3772 | 15.4715 | 15.5444 | 15.6389 | 15.7104 | 15.8013 | 15.8701 | 15.9587 | 16.0456 | 16.1107 | 16.1955 | 16.279 | 16.3411 | 16.4227 | 16.5037 | 16.5836 | 16.6416 | 16.7199 | 16.7916
Hydrogen electrolysis | MW | SEPD | System Transformation | Carradale | 0 | 0 | 0 | 0 | 0 | 0 | 0 | 0 | 0 | 0 | 0 | 0 | 0 | 0 | 0 | 0 | 0 | 0 | 0 | 0 | 0 | 0 | 0 | 0 | 0 | 0 | 0 | 0.7 | 0.7 | 0.7 | 1 | 1.4
Lct_BB001 | Number | SEPD | System Transformation | Carradale | 26.2753 | 36.3816 | 56.5015 | 103.4649 | 165.1071 | 249.9933 | 468.5854 | 792.4833 | 1116.6355 | 1440.7287 | 1765.1096 | 2089.6521 | 2560.0408 | 3171.4599 | 3856.4557 | 4598.3345 | 5405.7349 | 6220.5133 | 7007.4401 | 7729.9524 | 8362.8522 | 8885.9766 | 9296.1895 | 9576.7614 | 9759.61 | 9748.5765 | 9827.5433 | 9720.5105 | 9580.5796 | 9380.884 | 9159.6543 | 8917.8089
Lct_BB003 | Number | SEPD | System Transformation | Carradale | 0 | 0 | 0 | 0 | 0 | 0 | 0 | 0 | 0 | 0 | 0 | 0 | 0 | 0 | 0 | 0 | 0 | 0 | 0 | 0 | 0 | 0 | 0 | 0 | 0 | 0 | 0 | 0 | 0 | 0 | 0 | 0
Lct_BB005 | Number | SEPD | System Transformation | Carradale | 171.8284 | 221.4838 | 240.357 | 278.0772 | 312.2791 | 348.9657 | 422.9225 | 507.6345 | 578.792 | 645.3124 | 786.8704 | 964.4169 | 1158.352 | 1353.0269 | 1548.871 | 1743.6582 | 1938.3311 | 2089.6414 | 2241.5166 | 2393.7565 | 2546.4183 | 2700.1952 | 2899.4137 | 3099.8416 | 3302.9541 | 3508.3818 | 3716.1165 | 3721.8907 | 3727.9949 | 3734.4291 | 3741.2533 | 3748.1533
Lct_BB006 | Number | SEPD | System Transformation | Carradale | 0 | 0 | 2.2657 | 4.5026 | 6.7101 | 8.8887 | 11.0375 | 13.4316 | 15.7872 | 18.1029 | 20.3787 | 22.6557 | 32.3996 | 42.0375 | 51.5678 | 60.9911 | 70.307 | 78.4594 | 86.5111 | 94.4618 | 102.3097 | 110.0569 | 116.8184 | 123.5343 | 130.2049 | 136.8293 | 143.409 | 143.409 | 143.409 | 143.409 | 143.409 | 143.409
Lct_BB007 | Number | SEPD | System Transformation | Carradale | 5.8282 | 7.5186 | 8.1679 | 9.4333 | 10.5852 | 11.8244 | 14.3914 | 17.3199 | 19.7145 | 21.8922 | 26.2615 | 30.1854 | 34.4637 | 38.7404 | 43.0154 | 47.2888 | 51.5604 | 54.9717 | 58.3783 | 61.7801 | 65.1771 | 68.5694 | 73.9523 | 79.3632 | 84.7746 | 90.2349 | 95.7448 | 92.6462 | 89.6184 | 86.7845 | 84.0226 | 81.4113
Lct_BB008 | Number | SEPD | System Transformation | Carradale | 0 | 0 | 0.14087 | 0.27993 | 0.41719 | 0.55262 | 0.68624 | 0.83505 | 0.98142 | 1.1254 | 1.2669 | 1.4059 | 2.001 | 2.5895 | 3.1715 | 3.747 | 4.3159 | 4.8137 | 5.3054 | 5.7909 | 6.2702 | 6.7434 | 7.1562 | 7.5663 | 7.9737 | 8.3783 | 8.7801 | 8.7801 | 8.7801 | 8.7801 | 8.7801 | 8.7801
Lct_BB010b | MW | SEPD | System Transformation | Carradale | 0.028 | 0.04952 | 0.07493 | 0.22014 | 0.40259 | 0.65614 | 1.4783 | 2.3235 | 3.1685 | 4.1061 | 5.0285 | 5.8651 | 7.4367 | 9.1739 | 11.2951 | 13.8322 | 16.7491 | 20.747 | 27.1819 | 31.8889 | 35.1811 | 37.5918 | 38.9175 | 39.6879 | 39.9885 | 39.9885 | 39.9885 | 39.9885 | 39.9885 | 39.9885 | 39.9885 | 39.9885
Lct_BB011b | MW | SEPD | System Transformation | Carradale | 0.061 | 0.0658 | 0.07969 | 0.10153 | 0.1269 | 0.1574 | 0.19399 | 0.23329 | 0.2811 | 0.3383 | 0.4066 | 0.48804 | 0.60284 | 0.74045 | 0.90268 | 1.0886 | 1.2915 | 1.5096 | 1.7335 | 1.9522 | 2.1542 | 2.334 | 2.4893 | 2.6217 | 2.7328 | 2.8212 | 2.9086 | 2.9961 | 3.0861 | 3.1729 | 3.2333 | 3.2816
Lct_BB012b | MW | SEPD | System Transformation | Carradale | 0.447 | 0.4478 | 0.44842 | 0.45361 | 0.46049 | 0.46862 | 0.47855 | 0.48922 | 0.50215 | 0.51786 | 0.5366 | 0.5589 | 0.59585 | 0.64004 | 0.69146 | 0.74981 | 0.81102 | 0.87563 | 0.94071 | 1.0026 | 1.0581 | 1.1051 | 1.1423 | 1.1701 | 1.1874 | 1.1942 | 1.1983 | 1.2001 | 1.2001 | 1.2001 | 1.2001 | 1.2001
Lct_BB013b | MW | SEPD | System Transformation | Carradale | 0 | 0.0006 | 0.00128 | 0.00241 | 0.00343 | 0.00438 | 0.0053 | 0.00744 | 0.00997 | 0.01297 | 0.01651 | 0.02068 | 0.02815 | 0.03714 | 0.04777 | 0.06003 | 0.07342 | 0.08788 | 0.1029 | 0.11777 | 0.13182 | 0.14459 | 0.15587 | 0.16569 | 0.17387 | 0.17864 | 0.18262 | 0.18584 | 0.18837 | 0.19028 | 0.19028 | 0.19028
Lct_BB014 | Number | SEPD | System Transformation | Carradale | 4.3122 | 4.3453 | 4.8862 | 5.5475 | 6.2706 | 7.0889 | 8.0276 | 9.8988 | 11.0793 | 12.4007 | 13.8641 | 15.5272 | 19.0406 | 21.4805 | 24.2471 | 27.3634 | 30.8637 | 46.156 | 49.7203 | 53.6463 | 58.0167 | 62.8209 | 72.7526 | 79.0285 | 85.8762 | 93.5074 | 101.9394 | 114.9354 | 129.5508 | 146.0608 | 164.6375 | 185.5563
Other generation | MW | SEPD | System Transformation | Carradale | 0 | 0 | 0 | 0 | 0 | 0 | 0 | 0 | 0 | 0 | 0 | 0 | 0 | 0 | 0 | 0 | 0 | 0 | 0 | 0 | 0 | 0 | 0 | 0 | 0 | 0 | 0 | 0 | 0 | 0 | 0 | 0
Srg_BB001 | MW | SEPD | System Transformation | Carradale | 0 | 0.12766 | 0.18057 | 0.23645 | 0.28983 | 0.35566 | 0.44742 | 0.99851 | 1.1191 | 1.2387 | 1.3494 | 1.5342 | 1.6093 | 1.6976 | 1.7915 | 1.8703 | 2.0221 | 2.0736 | 2.1297 | 2.185 | 2.2493 | 2.3018 | 2.5273 | 2.7541 | 2.9741 | 3.1921 | 3.4109 | 3.4199 | 3.4285 | 3.4367 | 3.4445 | 3.4521
Srg_BB002 | MW | SEPD | System Transformation | Carradale | 0 | 0 | 0.00039958 | 0.0008064 | 0.0012238 | 0.0016597 | 0.0021196 | 0.0040551 | 0.0042167 | 0.0043693 | 0.0045522 | 0.0047296 | 0.0049018 | 0.0050679 | 0.0052298 | 0.0053885 | 0.0055452 | 0.0056996 | 0.0058336 | 0.0059686 | 0.0061017 | 0.0062353 | 0.0075321 | 0.008894 | 0.01031 | 0.011771 | 0.013209 | 0.013387 | 0.013543 | 0.013676 | 0.013787 | 0.013898
Data centres (MW) | MW | SEPD | System Transformation | Cassley | 0 | 0 | 0 | 0 | 0 | 0 | 0 | 0 | 0 | 0 | 0 | 0 | 0 | 0 | 0 | 0 | 0 | 0 | 0 | 0 | 0 | 0 | 0 | 0 | 0 | 0 | 0 | 0 | 0 | 0 | 0 | 0
Dem_BB001a | Number of homes (cumulative) | SEPD | System Transformation | Cassley | 0 | 0 | 0 | 0 | 0 | 0 | 0 | 0 | 0 | 0 | 0 | 0 | 0 | 0 | 0 | 0 | 0 | 0.086223 | 0.18044 | 0.26345 | 0.33869 | 0.42328 | 0.47019 | 0.50873 | 0.53976 | 0.56441 | 0.58461 | 0.60109 | 0.61445 | 0.62415 | 0.63059 | 0.63365
Dem_BB002b | Floorspace (m2) (cumulative) | SEPD | System Transformation | Cassley | 0 | 0 | 0 | 0 | 0 | 0 | 0 | 0 | 0 | 0 | 0 | 0 | 0 | 0 | 0 | 0 | 0 | 0 | 0 | 0 | 0 | 0 | 0 | 0 | 0 | 0 | 0 | 0 | 0 | 0 | 0 | 0
Domestic direct electric heating | Number | SEPD | System Transformation | Cassley | 235.0335 | 235.0332 | 235.0333 | 235.0333 | 235.0333 | 235.0333 | 233.0989 | 232.1508 | 231.2124 | 230.2835 | 229.3642 | 228.453 | 227.5522 | 226.6595 | 225.5032 | 224.8281 | 224.1495 | 223.4765 | 222.8092 | 222.1466 | 221.4916 | 220.8422 | 220.3207 | 219.8037 | 219.2925 | 218.7874 | 218.2847 | 217.7854 | 217.2927 | 216.8052 | 216.3247 | 215.8497
Gas: Hydrogen peaking | MW | SEPD | System Transformation | Cassley | 0 | 0 | 0 | 0 | 0 | 0 | 0 | 0 | 0 | 0 | 0 | 0 | 0 | 0 | 0 | 0 | 0 | 0 | 0 | 0 | 0 | 0 | 0 | 0 | 0 | 0 | 0 | 0 | 0 | 0 | 0 | 0
Gen_BB001 | MW | SEPD | System Transformation | Cassley | 0 | 0 | 0 | 0 | 0 | 0 | 0 | 0 | 0 | 0 | 0 | 0 | 0 | 0 | 0 | 0 | 0 | 0 | 0 | 0 | 0 | 0 | 0 | 0 | 0 | 0 | 0 | 0 | 0 | 0 | 0 | 0
Gen_BB004 | MW | SEPD | System Transformation | Cassley | 0 | 0 | 0 | 0 | 0 | 0 | 0 | 0 | 0 | 0 | 0 | 0 | 0 | 0 | 0 | 0 | 0 | 0 | 0 | 0 | 0 | 0 | 0 | 0 | 0 | 0 | 0 | 0 | 0 | 0 | 0 | 0
Gen_BB005 | MW | SEPD | System Transformation | Cassley | 0 | 0 | 0 | 0 | 0 | 0 | 0 | 0 | 0 | 0 | 0 | 0 | 0 | 0 | 0 | 0 | 0 | 0 | 0 | 0 | 0 | 0 | 0 | 0 | 0 | 0 | 0 | 0 | 0 | 0 | 0 | 0
Gen_BB006 | MW | SEPD | System Transformation | Cassley | 0 | 0 | 0 | 0 | 0 | 0 | 0 | 0 | 0 | 0 | 0 | 0 | 0 | 0 | 0 | 0 | 0 | 0 | 0 | 0 | 0 | 0 | 0 | 0 | 0 | 0 | 0 | 0 | 0 | 0 | 0 | 0
Gen_BB008 | MW | SEPD | System Transformation | Cassley | 0 | 0 | 0 | 0 | 0 | 0 | 0 | 0 | 0 | 0 | 0 | 0 | 0 | 0 | 0 | 0 | 0 | 0 | 0 | 0 | 0 | 0 | 0 | 0 | 0 | 0 | 0 | 0 | 0 | 0 | 0 | 0
Gen_BB010 | MW | SEPD | System Transformation | Cassley | 0 | 0 | 0 | 0 | 0 | 0 | 0 | 0 | 0 | 0 | 0 | 0 | 0 | 0 | 0 | 0 | 0 | 0 | 0 | 0 | 0 | 0 | 0 | 0 | 0 | 0 | 0 | 0 | 0 | 0 | 0 | 0
Gen_BB011 | MW | SEPD | System Transformation | Cassley | 0 | 0 | 0 | 0 | 0 | 0 | 0 | 0 | 0 | 0 | 0 | 0 | 0 | 0 | 0 | 0 | 0 | 0 | 0 | 0 | 0 | 0 | 0 | 0 | 0 | 0 | 0 | 0 | 0 | 0 | 0 | 0
Gen_BB012 | MW | SEPD | System Transformation | Cassley | 0 | 0.00016483 | 0.00040688 | 0.00069772 | 0.0010524 | 0.0014212 | 0.0018295 | 0.0025408 | 0.003134 | 0.004089 | 0.0050355 | 0.0059697 | 0.0068937 | 0.0078119 | 0.0087296 | 0.0096469 | 0.010563 | 0.011373 | 0.012189 | 0.012998 | 0.01381 | 0.014626 | 0.015405 | 0.016135 | 0.016819 | 0.017319 | 0.01782 | 0.018275 | 0.018683 | 0.019047 | 0.019411 | 0.019777
Gen_BB013 | MW | SEPD | System Transformation | Cassley | 0.076953 | 0.076965 | 0.076965 | 0.076972 | 0.076974 | 0.076997 | 0.077021 | 0.077085 | 0.077186 | 0.084178 | 0.091076 | 0.097847 | 0.1045 | 0.11108 | 0.11862 | 0.12615 | 0.13476 | 0.14262 | 0.15057 | 0.15848 | 0.16647 | 0.17451 | 0.18335 | 0.19182 | 0.19992 | 0.20668 | 0.21343 | 0.21985 | 0.22593 | 0.23169 | 0.23746 | 0.24324
Gen_BB014 | MW | SEPD | System Transformation | Cassley | 0 | 0 | 0 | 0 | 0 | 0 | 0 | 0 | 0 | 0 | 0 | 0 | 0 | 0 | 0 | 0 | 0 | 0 | 0 | 0 | 0 | 0 | 0 | 0 | 0 | 0 | 0 | 0 | 0 | 0 | 0 | 0
Gen_BB015 | MW | SEPD | System Transformation | Cassley | 0 | 0 | 0 | 0 | 0 | 0 | 0 | 0 | 0 | 0.067988 | 0.15111 | 0.21745 | 0.3639 | 0.55584 | 0.62076 | 0.68514 | 0.74892 | 0.81038 | 0.86942 | 0.92592 | 0.97978 | 1.0309 | 1.1013 | 1.1517 | 1.2018 | 1.2515 | 1.3008 | 1.351 | 1.402 | 1.454 | 1.5069 | 1.5608
Gen_BB016 | MW | SEPD | System Transformation | Cassley | 0.019363 | 0.019363 | 0.019502 | 0.019711 | 0.020068 | 0.020854 | 0.02354 | 0.025225 | 0.027032 | 0.028928 | 0.030896 | 0.032898 | 0.034934 | 0.038001 | 0.041044 | 0.045094 | 0.047983 | 0.0518 | 0.054381 | 0.057111 | 0.062713 | 0.065841 | 0.068931 | 0.070571 | 0.072094 | 0.073501 | 0.074806 | 0.075979 | 0.077036 | 0.077988 | 0.078841 | 0.079569
Gen_BB017 | MW | SEPD | System Transformation | Cassley | 0 | 0 | 0 | 0 | 0 | 0 | 0 | 0 | 0 | 0 | 0 | 0 | 0 | 0 | 0 | 0 | 0 | 0 | 0 | 0 | 0 | 0 | 0 | 0 | 0 | 0 | 0 | 0 | 0 | 0 | 0 | 0
Gen_BB018 | MW | SEPD | System Transformation | Cassley | 16.645 | 16.645 | 16.645 | 16.845 | 16.8717 | 17.1105 | 17.1602 | 17.2325 | 17.2937 | 17.372 | 17.4331 | 17.5118 | 17.5728 | 17.6511 | 17.7298 | 17.7907 | 17.8695 | 17.9292 | 18.005 | 18.0624 | 18.1363 | 18.2088 | 18.2632 | 18.3339 | 18.4036 | 18.4553 | 18.5234 | 18.591 | 18.6577 | 18.7061 | 18.7714 | 18.8312
Hydrogen electrolysis | MW | SEPD | System Transformation | Cassley | 0 | 0 | 0 | 0 | 0 | 0 | 0 | 0 | 0 | 0 | 0 | 0 | 0 | 0 | 0 | 0 | 0 | 0 | 0 | 0 | 0 | 0 | 0 | 0 | 0 | 0 | 0 | 0 | 0 | 0 | 0 | 0
Lct_BB001 | Number | SEPD | System Transformation | Cassley | 3.4721 | 4.6864 | 7.0859 | 12.4996 | 19.6412 | 29.2576 | 53.9829 | 83.8298 | 113.6011 | 143.353 | 173.1131 | 202.916 | 251.7246 | 313.3217 | 383.5722 | 460.9824 | 546.9254 | 635.0781 | 721.404 | 801.6228 | 872.2166 | 930.5373 | 976.2141 | 1008.7207 | 1029.2854 | 1025.645 | 1025.6664 | 1013.5909 | 997.9779 | 975.868 | 951.6582 | 925.7973
Lct_BB003 | Number | SEPD | System Transformation | Cassley | 0 | 0 | 0 | 0 | 0 | 0 | 0 | 0 | 0 | 0 | 0 | 0 | 0 | 0 | 0 | 0 | 0 | 0 | 0 | 0 | 0 | 0 | 0 | 0 | 0 | 0 | 0 | 0 | 0 | 0 | 0 | 0
Lct_BB005 | Number | SEPD | System Transformation | Cassley | 27.4761 | 31.2381 | 32.717 | 35.5663 | 38.1577 | 41.0175 | 46.9295 | 53.7486 | 59.556 | 65.0045 | 76.7458 | 97.7101 | 120.5734 | 143.5509 | 166.7246 | 190.0508 | 213.5368 | 231.476 | 249.4496 | 267.4841 | 285.5813 | 303.7582 | 326.7962 | 349.9721 | 373.4582 | 397.1701 | 421.1583 | 421.7357 | 422.3461 | 422.9895 | 423.6719 | 424.3619
Lct_BB006 | Number | SEPD | System Transformation | Cassley | 0 | 0 | 0 | 0 | 0 | 0 | 0 | 0 | 0 | 0 | 0 | 0 | 0 | 0 | 0 | 0 | 0 | 0 | 0 | 0 | 0 | 0 | 0 | 0 | 0 | 0 | 0 | 0 | 0 | 0 | 0 | 0
Lct_BB007 | Number | SEPD | System Transformation | Cassley | 0 | 0 | 0 | 0 | 0 | 0 | 0 | 0 | 0 | 0 | 0 | 0 | 0 | 0 | 0 | 0 | 0 | 0 | 0 | 0 | 0 | 0 | 0 | 0 | 0 | 0 | 0 | 0 | 0 | 0 | 0 | 0
Lct_BB008 | Number | SEPD | System Transformation | Cassley | 0 | 0 | 0 | 0 | 0 | 0 | 0 | 0 | 0 | 0 | 0 | 0 | 0 | 0 | 0 | 0 | 0 | 0 | 0 | 0 | 0 | 0 | 0 | 0 | 0 | 0 | 0 | 0 | 0 | 0 | 0 | 0
Lct_BB010b | MW | SEPD | System Transformation | Cassley | 0.021 | 0.0224 | 0.0266 | 0.0476 | 0.0616 | 0.0896 | 0.2044 | 0.329 | 0.413 | 0.504 | 0.6846 | 0.7616 | 0.9758 | 1.1704 | 1.4266 | 1.7654 | 2.128 | 2.4668 | 3.8066 | 4.3988 | 4.557 | 4.711 | 4.746 | 4.7712 | 4.7824 | 4.7824 | 4.7824 | 4.7824 | 4.7824 | 4.7824 | 4.7824 | 4.7824
Lct_BB011b | MW | SEPD | System Transformation | Cassley | 0 | 0 | 0.00202 | 0.00458 | 0.0072 | 0.01024 | 0.01389 | 0.01799 | 0.02262 | 0.02826 | 0.03533 | 0.04349 | 0.05616 | 0.071 | 0.08854 | 0.10864 | 0.12979 | 0.15204 | 0.17418 | 0.19464 | 0.21241 | 0.22695 | 0.23788 | 0.24531 | 0.24896 | 0.24896 | 0.24896 | 0.24896 | 0.24896 | 0.24896 | 0.24896 | 0.24896
Lct_BB012b | MW | SEPD | System Transformation | Cassley | 0.215 | 0.2155 | 0.21598 | 0.21785 | 0.22006 | 0.22254 | 0.22548 | 0.22952 | 0.23447 | 0.24059 | 0.24802 | 0.25694 | 0.27139 | 0.28902 | 0.31006 | 0.33443 | 0.36076 | 0.38925 | 0.41873 | 0.44769 | 0.4746 | 0.49826 | 0.51803 | 0.53387 | 0.54524 | 0.54956 | 0.55218 | 0.55332 | 0.55332 | 0.55332 | 0.55332 | 0.55332
Lct_BB013b | MW | SEPD | System Transformation | Cassley | 0 | 0.0001 | 0.00024 | 0.00044 | 0.00063 | 0.0008 | 0.00096 | 0.00135 | 0.00181 | 0.00235 | 0.00298 | 0.00373 | 0.00508 | 0.00671 | 0.00863 | 0.01083 | 0.01325 | 0.01587 | 0.01858 | 0.02127 | 0.02381 | 0.02612 | 0.02816 | 0.02993 | 0.03141 | 0.03228 | 0.033 | 0.03358 | 0.03404 | 0.03438 | 0.03438 | 0.03438
Lct_BB014 | Number | SEPD | System Transformation | Cassley | 0.53381 | 0.5379 | 0.60487 | 0.68673 | 0.77624 | 0.87754 | 0.99375 | 0.8884 | 0.99435 | 1.1129 | 1.2443 | 1.3935 | 1.1802 | 1.3314 | 1.5029 | 1.696 | 1.913 | 2.8609 | 3.0818 | 3.3251 | 3.596 | 3.8938 | 4.2811 | 4.6504 | 5.0534 | 5.5024 | 5.9986 | 6.7634 | 7.6234 | 8.5949 | 9.6881 | 10.919
Other generation | MW | SEPD | System Transformation | Cassley | 0 | 0 | 0 | 0 | 0 | 0 | 0 | 0 | 0 | 0 | 0 | 0 | 0 | 0 | 0 | 0 | 0 | 0 | 0 | 0 | 0 | 0 | 0 | 0 | 0 | 0 | 0 | 0 | 0 | 0 | 0 | 0
Srg_BB001 | MW | SEPD | System Transformation | Cassley | 0 | 0.014307 | 0.015737 | 0.017168 | 0.018599 | 0.020029 | 0.02146 | 0.044351 | 0.045782 | 0.047241 | 0.048729 | 0.050303 | 0.056738 | 0.063437 | 0.07038 | 0.077516 | 0.085073 | 0.086892 | 0.088731 | 0.090575 | 0.092456 | 0.094303 | 0.11589 | 0.13749 | 0.15906 | 0.18063 | 0.20221 | 0.20225 | 0.20229 | 0.20233 | 0.20237 | 0.20241
Srg_BB002 | MW | SEPD | System Transformation | Cassley | 0 | 0 | 3.0126e-05 | 6.0748e-05 | 9.2097e-05 | 0.00012476 | 0.00015912 | 0.00030292 | 0.00031485 | 0.00032638 | 0.00034046 | 0.00035432 | 0.00036797 | 0.0003813 | 0.00039443 | 0.00040743 | 0.00042038 | 0.00043322 | 0.00044445 | 0.00045582 | 0.00046711 | 0.0004785 | 0.00058956 | 0.00070668 | 0.00082887 | 0.00095534 | 0.00108 | 0.0010955 | 0.0011091 | 0.0011207 | 0.0011304 | 0.00114
Data centres (MW) | MW | SEPD | System Transformation | Charleston | 0 | 0 | 0 | 0 | 0 | 0 | 0 | 0 | 0 | 0 | 0 | 0 | 0 | 0 | 0 | 0 | 0 | 0 | 0 | 0 | 0 | 0 | 0 | 0 | 0 | 0 | 0 | 0 | 0 | 0 | 0 | 0
Dem_BB001a | Number of homes (cumulative) | SEPD | System Transformation | Charleston | 0 | 162.6161 | 295.3526 | 390.9022 | 484.4652 | 584.0065 | 683.591 | 740.1252 | 796.588 | 855.1678 | 910.6057 | 958.355 | 1002.0474 | 1041.8192 | 1078.602 | 1113.602 | 1128.602 | 1141.9241 | 1155.3688 | 1166.6418 | 1174.7955 | 1181.8009 | 1187.3585 | 1191.8166 | 1195.1854 | 1197.4784 | 1197.7185 | 1197.9144 | 1198.0731 | 1198.1884 | 1198.2651 | 1198.3014
Dem_BB002b | Floorspace (m2) (cumulative) | SEPD | System Transformation | Charleston | 0 | 13072.5 | 27923 | 39472.5 | 45143.25 | 53266.5 | 71114.75 | 94801.25 | 125051.5 | 150363 | 162980.75 | 185137.25 | 203725 | 216450 | 225430 | 240491.25 | 251011.25 | 255902.5 | 259297.5 | 262378.75 | 264377.5 | 265607.5 | 266542.5 | 267477.5 | 267800 | 267800 | 267800 | 267800 | 267800 | 267800 | 267800 | 267800
Domestic direct electric heating | Number | SEPD | System Transformation | Charleston | 1573.863 | 1591.4737 | 1605.8336 | 1616.201 | 1626.3527 | 1637.1526 | 1640.9176 | 1627.6567 | 1614.9052 | 1602.9482 | 1590.6669 | 1577.75 | 1564.9588 | 1552.4357 | 1539.5993 | 1533.0623 | 1522.6543 | 1512.4483 | 1502.0864 | 1491.8688 | 1481.7108 | 1472.087 | 1463.6563 | 1455.4758 | 1447.5606 | 1439.6677 | 1431.4568 | 1423.3053 | 1415.2953 | 1407.4207 | 1399.6852 | 1392.0838
Gas: Hydrogen peaking | MW | SEPD | System Transformation | Charleston | 0 | 0 | 0 | 0 | 0 | 0 | 0 | 0 | 0 | 0 | 0 | 0 | 0 | 0 | 0 | 0 | 0 | 0 | 0 | 0 | 0 | 0 | 0 | 0 | 0 | 0 | 0.95 | 0.95 | 0.95 | 0.95 | 0.95 | 0.95
Gen_BB001 | MW | SEPD | System Transformation | Charleston | 1.039 | 1.039 | 1.039 | 1.039 | 1.039 | 1.039 | 1.039 | 1.039 | 1.039 | 1.039 | 1.039 | 1.039 | 1.039 | 1.039 | 1.039 | 1.039 | 1.039 | 1.039 | 1.039 | 1.039 | 1.039 | 1.039 | 1.039 | 1.039 | 1.039 | 1.039 | 0 | 0 | 0 | 0 | 0 | 0
Gen_BB004 | MW | SEPD | System Transformation | Charleston | 0 | 0 | 0 | 0.20753 | 0.60864 | 0.82532 | 1.1103 | 1.4197 | 1.7274 | 2.0466 | 2.3577 | 2.6842 | 3.0941 | 3.5042 | 3.904 | 4.3044 | 4.7025 | 5.0065 | 5.3104 | 5.6153 | 5.9205 | 6.2229 | 6.4195 | 6.6139 | 6.8007 | 6.9154 | 7.0266 | 7.0747 | 7.13 | 7.121 | 7.096 | 7.0963
Gen_BB005 | MW | SEPD | System Transformation | Charleston | 0 | 0 | 0 | 0 | 0 | 0 | 0 | 0 | 0 | 0 | 0 | 0 | 0 | 0 | 0 | 0 | 0 | 0 | 0 | 0 | 0 | 0 | 0 | 0 | 0 | 0 | 0 | 0 | 0 | 0 | 0 | 0
Gen_BB006 | MW | SEPD | System Transformation | Charleston | 0 | 0 | 0 | 0 | 20 | 20 | 20 | 20 | 20 | 20 | 20 | 20 | 20 | 20 | 20 | 20 | 20 | 20 | 20 | 20 | 20 | 20 | 20 | 20 | 0 | 0 | 0 | 0 | 0 | 0 | 0 | 0
Gen_BB008 | MW | SEPD | System Transformation | Charleston | 0 | 0 | 0 | 0 | 0 | 0 | 0 | 0 | 0 | 0 | 0 | 0 | 0 | 0 | 0 | 0 | 0 | 0 | 0 | 0 | 0 | 0 | 0 | 0 | 0 | 0 | 0 | 0 | 0 | 0 | 0 | 0
Gen_BB010 | MW | SEPD | System Transformation | Charleston | 0 | 0 | 0 | 0 | 0 | 0 | 0 | 0 | 0 | 0 | 0 | 0 | 0 | 0 | 0 | 0 | 0 | 0 | 0 | 0 | 0 | 0 | 0 | 0 | 0 | 0 | 0 | 0 | 0 | 0 | 0 | 0
Gen_BB011 | MW | SEPD | System Transformation | Charleston | 0 | 0 | 0 | 0 | 0 | 0 | 0 | 0 | 0 | 0 | 0 | 0 | 0 | 0 | 0 | 0 | 0 | 0 | 0 | 0 | 0 | 0 | 0 | 0 | 0 | 0 | 0 | 0 | 0 | 0 | 0 | 0
Gen_BB012 | MW | SEPD | System Transformation | Charleston | 0.7247 | 0.72633 | 0.72889 | 0.73224 | 0.73678 | 0.74208 | 0.74873 | 0.76257 | 0.77672 | 0.79403 | 0.81156 | 0.82918 | 0.84682 | 0.86452 | 0.88235 | 0.90032 | 0.91837 | 0.93443 | 0.95066 | 0.96682 | 0.98309 | 0.99949 | 1.0152 | 1.0299 | 1.0437 | 1.0538 | 1.0639 | 1.073 | 1.0812 | 1.0885 | 1.0958 | 1.1032
Gen_BB013 | MW | SEPD | System Transformation | Charleston | 0.73924 | 0.77745 | 0.8342 | 0.90046 | 0.98601 | 1.0886 | 1.2115 | 1.383 | 1.553 | 1.7432 | 1.9322 | 2.1168 | 2.2988 | 2.4809 | 2.6659 | 2.8636 | 3.0466 | 3.2144 | 3.3813 | 3.5481 | 3.7148 | 3.8857 | 4.0606 | 4.2288 | 4.3906 | 4.5227 | 4.6525 | 4.7753 | 4.8912 | 5.0002 | 5.1095 | 5.2191
Gen_BB014 | MW | SEPD | System Transformation | Charleston | 0 | 0 | 0 | 0 | 0 | 0 | 0 | 0 | 0 | 0 | 0 | 0 | 0 | 0 | 0 | 0 | 0 | 0 | 0 | 0 | 0 | 0 | 0 | 0 | 0 | 0 | 0 | 0 | 0 | 0 | 0 | 0
Gen_BB015 | MW | SEPD | System Transformation | Charleston | 0 | 0 | 0 | 0 | 0 | 0 | 0 | 0 | 0 | 0 | 0 | 0 | 0 | 0 | 0 | 0 | 0 | 0 | 0 | 0 | 0 | 0 | 0 | 0 | 0 | 0 | 0 | 0 | 0 | 0 | 0 | 0
Gen_BB016 | MW | SEPD | System Transformation | Charleston | 0.084 | 0.084 | 0.084 | 0.084 | 0.084 | 0.084 | 0.084 | 0.084 | 0.084 | 0.084 | 0.084 | 0.084 | 0.084 | 0.084 | 0.084 | 0.126 | 0.126 | 0.126 | 0.126 | 0.126 | 0.126 | 0.126 | 0.126 | 0.126 | 0.126 | 0.126 | 0.126 | 0.126 | 0.126 | 0.126 | 0.126 | 0.126
Gen_BB017 | MW | SEPD | System Transformation | Charleston | 0 | 0 | 0 | 0 | 0 | 0 | 0 | 0 | 0 | 0 | 0 | 0 | 0 | 0 | 0 | 0 | 0 | 0 | 0 | 0 | 0 | 0 | 0 | 0 | 0 | 0 | 0 | 0 | 0 | 0 | 0 | 0
Gen_BB018 | MW | SEPD | System Transformation | Charleston | 1.35 | 1.35 | 1.35 | 1.35 | 1.35 | 1.35 | 1.35 | 1.35 | 1.35 | 1.35 | 1.35 | 1.35 | 1.35 | 1.35 | 1.35 | 1.35 | 1.35 | 1.35 | 1.35 | 1.35 | 1.35 | 1.35 | 1.35 | 1.35 | 1.35 | 1.35 | 1.35 | 1.35 | 1.35 | 1.35 | 1.35 | 1.35
Hydrogen electrolysis | MW | SEPD | System Transformation | Charleston | 0 | 0 | 0 | 0 | 0 | 0 | 0 | 0 | 0 | 0 | 0 | 0 | 0 | 0 | 0 | 0.5 | 0.5 | 0.6 | 0.9 | 1 | 1 | 1 | 1 | 2 | 2 | 2 | 3 | 3 | 3 | 3 | 5 | 5
Lct_BB001 | Number | SEPD | System Transformation | Charleston | 38.1519 | 55.3436 | 90.0242 | 172.0734 | 280.7726 | 434.3814 | 701.7577 | 1161.497 | 1621.6457 | 2082.0003 | 2542.9547 | 3004.5875 | 3602.9121 | 4436.2977 | 5348.4245 | 6311.053 | 7327.4243 | 8327.9429 | 9271.984 | 10121.3715 | 10860.1503 | 11469.6932 | 11948.7386 | 12254.2869 | 12463.1373 | 12492.5635 | 12745.5625 | 12622.347 | 12459.3045 | 12222.7022 | 11955.7482 | 11652.5775
Lct_BB003 | Number | SEPD | System Transformation | Charleston | 0 | 0 | 0 | 0 | 0 | 0 | 0 | 0 | 0 | 0 | 0 | 0 | 0.037208 | 0.074232 | 0.12047 | 0.17797 | 0.2491 | 0.33637 | 0.44282 | 0.57156 | 0.72529 | 0.90649 | 1.117 | 1.3574 | 1.6255 | 1.9199 | 2.2335 | 2.5557 | 2.8813 | 3.197 | 3.4948 | 3.7678
Lct_BB005 | Number | SEPD | System Transformation | Charleston | 17.915 | 40.8903 | 52.3578 | 68.8354 | 84.1827 | 101.1373 | 132.1418 | 165.2306 | 193.5422 | 220.4953 | 274.5363 | 314.7358 | 358.3744 | 402.4945 | 447.2461 | 491.7082 | 535.3128 | 591.7366 | 648.117 | 704.9167 | 762.0664 | 820.0524 | 931.7505 | 1044.587 | 1158.5581 | 1273.9501 | 1390.548 | 1400.5566 | 1411.1372 | 1422.2898 | 1434.1184 | 1446.0784
Lct_BB006 | Number | SEPD | System Transformation | Charleston | 0 | 0 | 23.6455 | 46.9841 | 70.0151 | 92.7443 | 115.1681 | 140.1446 | 164.712 | 188.8688 | 212.616 | 231.2983 | 311.2455 | 390.311 | 468.4999 | 545.8076 | 622.2358 | 689.1221 | 755.1763 | 820.4017 | 884.7962 | 948.3589 | 1003.8273 | 1058.9251 | 1113.6505 | 1168.0044 | 1221.989 | 1221.989 | 1221.989 | 1221.989 | 1221.989 | 1221.989
Lct_BB007 | Number | SEPD | System Transformation | Charleston | 40.3285 | 52.0253 | 56.5189 | 65.2748 | 73.2452 | 81.8201 | 99.5827 | 119.8469 | 136.4163 | 151.4853 | 181.7192 | 208.8706 | 238.4751 | 268.0681 | 297.6495 | 327.2192 | 356.7774 | 380.3822 | 403.9541 | 427.4932 | 450.9995 | 474.4729 | 505.1287 | 535.4936 | 565.8388 | 596.2901 | 626.8397 | 627.3791 | 628.869 | 630.318 | 630.472 | 630.5508
Lct_BB008 | Number | SEPD | System Transformation | Charleston | 0 | 0 | 0.97488 | 1.9372 | 2.8868 | 3.8239 | 4.7483 | 5.778 | 6.7909 | 7.7868 | 8.7659 | 9.728 | 13.8458 | 17.9182 | 21.9454 | 25.9272 | 29.8637 | 33.3088 | 36.711 | 40.0705 | 43.3871 | 46.661 | 49.518 | 52.3558 | 55.1746 | 57.9741 | 60.7546 | 60.7546 | 60.7546 | 60.7546 | 60.7546 | 60.7546
Lct_BB010b | MW | SEPD | System Transformation | Charleston | 0.392 | 0.46029 | 0.52791 | 0.72676 | 0.97161 | 1.2861 | 2.0184 | 2.7025 | 3.4331 | 4.1847 | 4.9008 | 5.6503 | 7.0881 | 8.7499 | 10.7575 | 13.0095 | 15.9038 | 19.7954 | 24.6929 | 28.1784 | 30.4941 | 31.8173 | 32.8096 | 33.3894 | 33.7214 | 33.7214 | 33.7214 | 33.7214 | 33.7214 | 33.7214 | 33.7214 | 33.7214
Lct_BB011b | MW | SEPD | System Transformation | Charleston | 0.078 | 0.0924 | 0.10712 | 0.14121 | 0.18044 | 0.22601 | 0.28141 | 0.34105 | 0.41227 | 0.49746 | 0.59875 | 0.71935 | 0.89649 | 1.1091 | 1.3586 | 1.6426 | 1.9488 | 2.2739 | 2.6025 | 2.9161 | 3.1973 | 3.436 | 3.6285 | 3.7787 | 3.8872 | 3.9503 | 4.0126 | 4.0751 | 4.1394 | 4.2013 | 4.2444 | 4.2789
Lct_BB012b | MW | SEPD | System Transformation | Charleston | 2.27 | 2.2807 | 2.2912 | 2.319 | 2.3511 | 2.3884 | 2.4338 | 2.4898 | 2.5465 | 2.6147 | 2.6963 | 2.7933 | 2.9465 | 3.1315 | 3.3495 | 3.5991 | 3.8664 | 4.1517 | 4.442 | 4.7214 | 4.9747 | 5.1916 | 5.3667 | 5.5012 | 5.592 | 5.6088 | 5.6166 | 5.62 | 5.62 | 5.62 | 5.62 | 5.62
Lct_BB013b | MW | SEPD | System Transformation | Charleston | 0 | 0.0037 | 0.00741 | 0.01388 | 0.01977 | 0.02516 | 0.03037 | 0.04266 | 0.05719 | 0.07441 | 0.0947 | 0.11861 | 0.16143 | 0.21307 | 0.27409 | 0.34438 | 0.42119 | 0.50425 | 0.59043 | 0.67573 | 0.75637 | 0.8297 | 0.89443 | 0.95073 | 0.99764 | 1.025 | 1.0478 | 1.0663 | 1.0809 | 1.0918 | 1.0918 | 1.0918
Lct_BB014 | Number | SEPD | System Transformation | Charleston | 51.327 | 51.7209 | 58.1598 | 66.031 | 74.6379 | 84.3782 | 95.5518 | 99.1772 | 111.0053 | 124.2442 | 138.9063 | 155.5693 | 161.4017 | 182.0844 | 205.5359 | 231.9519 | 261.6237 | 391.2521 | 421.4659 | 454.7456 | 491.7917 | 532.5159 | 549.1798 | 596.5538 | 648.2442 | 705.8495 | 769.4988 | 867.6005 | 977.9259 | 1102.553 | 1242.7815 | 1400.6889
Other generation | MW | SEPD | System Transformation | Charleston | 0 | 0 | 0 | 0 | 0 | 0 | 0 | 0 | 0 | 0 | 0 | 0 | 0 | 0 | 0 | 0 | 0 | 0 | 0 | 0 | 0 | 0 | 0 | 0 | 0 | 0 | 0 | 0 | 0 | 0 | 0 | 0
Srg_BB001 | MW | SEPD | System Transformation | Charleston | 0 | 0.09868 | 0.10855 | 50.0184 | 50.0283 | 50.0382 | 50.048 | 50.2064 | 50.2165 | 50.2269 | 50.2374 | 50.2488 | 50.2932 | 50.3394 | 50.3874 | 50.4367 | 50.4893 | 50.5021 | 50.515 | 50.5281 | 50.5414 | 50.5544 | 50.7035 | 50.8527 | 51.0017 | 51.1507 | 51.2997 | 51.3 | 51.3004 | 51.3007 | 51.301 | 51.3014
Srg_BB002 | MW | SEPD | System Transformation | Charleston | 0 | 0 | 0.00030992 | 0.00064078 | 0.0010006 | 0.0014001 | 0.0018515 | 0.0039949 | 0.004193 | 0.0043884 | 0.0046313 | 0.004874 | 0.0051157 | 0.0053544 | 0.0055915 | 0.0058282 | 0.0060655 | 0.0063024 | 0.0065105 | 0.0067223 | 0.0069335 | 0.0071475 | 0.0092417 | 0.011457 | 0.013775 | 0.016178 | 0.018551 | 0.018847 | 0.019105 | 0.019327 | 0.019513 | 0.019697
Data centres (MW) | MW | SEPD | System Transformation | Clachan | 0 | 0 | 0 | 0 | 0 | 0 | 0 | 0 | 0 | 0 | 0 | 0 | 0 | 0 | 0 | 0 | 0 | 0 | 0 | 0 | 0 | 0 | 0 | 0 | 0 | 0 | 0 | 0 | 0 | 0 | 0 | 0
Dem_BB001a | Number of homes (cumulative) | SEPD | System Transformation | Clachan | 0 | 3 | 6 | 12 | 19 | 26 | 33 | 41 | 49 | 57 | 64 | 70 | 76 | 80 | 83 | 86 | 88 | 90.1136 | 92.2377 | 93.347 | 94.4461 | 95.5803 | 95.6547 | 95.7159 | 95.7651 | 95.8042 | 95.8363 | 95.8624 | 95.8836 | 95.899 | 95.9093 | 95.9141
Dem_BB002b | Floorspace (m2) (cumulative) | SEPD | System Transformation | Clachan | 0 | 0 | 0 | 0 | 0 | 0 | 0 | 0 | 0 | 0 | 0 | 0 | 0 | 0 | 0 | 0 | 0 | 0 | 0 | 0 | 0 | 0 | 0 | 0 | 0 | 0 | 0 | 0 | 0 | 0 | 0 | 0
Domestic direct electric heating | Number | SEPD | System Transformation | Clachan | 468.8364 | 469.1597 | 469.4841 | 470.1321 | 470.8881 | 471.6442 | 467.487 | 465.3724 | 463.2695 | 461.1769 | 458.9579 | 456.6263 | 454.3319 | 451.8047 | 448.5203 | 446.5404 | 444.0589 | 441.6102 | 439.1859 | 436.664 | 434.2981 | 431.959 | 429.5264 | 427.1204 | 424.7433 | 422.5131 | 420.2946 | 418.0944 | 415.9226 | 413.7743 | 411.654 | 409.557
Gas: Hydrogen peaking | MW | SEPD | System Transformation | Clachan | 0 | 0 | 0 | 0 | 0 | 0 | 0 | 0 | 0 | 0 | 0 | 0 | 0 | 0 | 0 | 0 | 0 | 0 | 0 | 0 | 0 | 0 | 0 | 0 | 0 | 0 | 0 | 0 | 0 | 0 | 0 | 0
Gen_BB001 | MW | SEPD | System Transformation | Clachan | 0 | 0 | 0 | 0 | 0 | 0 | 0 | 0 | 0 | 0 | 0 | 0 | 0 | 0 | 0 | 0 | 0 | 0 | 0 | 0 | 0 | 0 | 0 | 0 | 0 | 0 | 0 | 0 | 0 | 0 | 0 | 0
Gen_BB004 | MW | SEPD | System Transformation | Clachan | 0 | 0 | 0 | 0 | 0 | 0 | 0 | 0 | 0 | 0 | 0 | 0 | 0 | 0 | 0 | 0 | 0 | 0 | 0 | 0 | 0 | 0 | 0 | 0 | 0 | 0 | 0 | 0 | 0 | 0 | 0 | 0
Gen_BB005 | MW | SEPD | System Transformation | Clachan | 0 | 0 | 0 | 0 | 0 | 0 | 0 | 0 | 0 | 0 | 0 | 0 | 0 | 0 | 0 | 0 | 0 | 0 | 0 | 0 | 0 | 0 | 0 | 0 | 0 | 0 | 0 | 0 | 0 | 0 | 0 | 0
Gen_BB006 | MW | SEPD | System Transformation | Clachan | 0 | 0 | 0 | 0 | 0 | 0 | 0 | 0 | 0 | 0 | 0 | 0 | 0 | 0 | 0 | 0 | 0 | 0 | 0 | 0 | 0 | 0 | 0 | 0 | 0 | 0 | 0 | 0 | 0 | 0 | 0 | 0
Gen_BB008 | MW | SEPD | System Transformation | Clachan | 0 | 0 | 0 | 0 | 0 | 0 | 0 | 0 | 0 | 0 | 0 | 0 | 0 | 0 | 0 | 0 | 0 | 0 | 0 | 0 | 0 | 0 | 0 | 0 | 0 | 0 | 0 | 0 | 0 | 0 | 0 | 0
Gen_BB010 | MW | SEPD | System Transformation | Clachan | 0 | 0 | 0 | 0 | 0 | 0 | 0 | 0 | 0 | 0 | 0 | 0 | 0 | 0 | 0 | 0 | 0 | 0 | 0 | 0 | 0 | 0 | 0 | 0 | 0 | 0 | 0 | 0 | 0 | 0 | 0 | 0
Gen_BB011 | MW | SEPD | System Transformation | Clachan | 0 | 0 | 0 | 0 | 0 | 0 | 0 | 0 | 0 | 0 | 0 | 0 | 0 | 0 | 0 | 0 | 0 | 0 | 0 | 0 | 0 | 0 | 0 | 0 | 0 | 0 | 0 | 0 | 0 | 0 | 0 | 0
Gen_BB012 | MW | SEPD | System Transformation | Clachan | 0.01005 | 0.010394 | 0.010917 | 0.061577 | 0.06243 | 0.06338 | 0.064517 | 0.066744 | 0.068884 | 0.071302 | 0.073623 | 0.07586 | 0.078028 | 0.08015 | 0.082238 | 0.084306 | 0.08635 | 0.088147 | 0.089939 | 0.091707 | 0.093466 | 0.095223 | 0.096894 | 0.098459 | 0.099923 | 0.101 | 0.10207 | 0.10305 | 0.10393 | 0.10471 | 0.1055 | 0.10629
Gen_BB013 | MW | SEPD | System Transformation | Clachan | 0.15832 | 0.16094 | 0.16493 | 0.17093 | 0.17909 | 0.18857 | 0.19992 | 0.21972 | 0.2396 | 0.25961 | 0.27922 | 0.29823 | 0.31726 | 0.33446 | 0.35072 | 0.36809 | 0.38445 | 0.39938 | 0.41439 | 0.42832 | 0.4434 | 0.45855 | 0.47206 | 0.48481 | 0.49685 | 0.50725 | 0.51764 | 0.52737 | 0.53643 | 0.54483 | 0.55324 | 0.56167
Gen_BB014 | MW | SEPD | System Transformation | Clachan | 0 | 0 | 0 | 0 | 0 | 0 | 0 | 0 | 0 | 0 | 0 | 0 | 0 | 0 | 0 | 0 | 0 | 0 | 0 | 0 | 0 | 0 | 0 | 0 | 0 | 0 | 0 | 0 | 0 | 0 | 0 | 0
Gen_BB015 | MW | SEPD | System Transformation | Clachan | 19.3 | 19.3 | 19.3 | 19.3 | 19.3 | 19.3 | 19.3 | 19.3 | 19.3 | 19.3904 | 19.501 | 19.5893 | 19.7841 | 24.8644 | 24.9508 | 25.0364 | 25.1213 | 25.2031 | 25.2816 | 25.3568 | 25.4284 | 25.4964 | 25.59 | 25.6572 | 25.7238 | 25.7899 | 25.8555 | 25.9222 | 25.9901 | 26.0593 | 26.1297 | 26.2014
Gen_BB016 | MW | SEPD | System Transformation | Clachan | 0.92576 | 0.92576 | 0.92594 | 0.92622 | 0.9267 | 0.92774 | 0.93132 | 0.93356 | 0.93596 | 0.93848 | 0.9411 | 0.94376 | 0.94647 | 0.95055 | 0.9546 | 0.95999 | 0.96383 | 0.96891 | 0.97234 | 1.426 | 1.4334 | 1.4376 | 1.4417 | 1.4439 | 1.4459 | 1.4478 | 1.4495 | 1.4511 | 1.4525 | 1.4537 | 1.4549 | 1.4559
Gen_BB017 | MW | SEPD | System Transformation | Clachan | 0 | 0 | 0 | 0 | 0 | 0 | 0 | 0 | 0 | 0 | 0 | 0 | 0 | 0 | 0 | 0 | 0 | 0 | 0 | 0 | 0 | 0 | 0 | 0 | 0 | 0 | 0 | 0 | 0 | 0 | 0 | 0
Gen_BB018 | MW | SEPD | System Transformation | Clachan | 76.445 | 76.445 | 77.135 | 77.135 | 77.1655 | 77.4379 | 77.4945 | 77.577 | 77.6469 | 77.7362 | 77.8058 | 77.8956 | 77.9652 | 78.0545 | 78.1443 | 78.2137 | 78.3037 | 78.3717 | 78.4582 | 78.5237 | 78.608 | 78.6907 | 78.7527 | 78.8334 | 78.9129 | 78.9719 | 79.0496 | 79.1267 | 79.2027 | 79.2579 | 79.3324 | 79.4007
Hydrogen electrolysis | MW | SEPD | System Transformation | Clachan | 0 | 0 | 0 | 0 | 0 | 0 | 0 | 0 | 0 | 0 | 0 | 0 | 0 | 0 | 0 | 0 | 0 | 0 | 0 | 0 | 0 | 0 | 0 | 0 | 0 | 0 | 0 | 0 | 0 | 0 | 0 | 0
Lct_BB001 | Number | SEPD | System Transformation | Clachan | 6.7101 | 9.152 | 14.0436 | 25.2506 | 39.9713 | 60.0357 | 102.678 | 155.7671 | 208.862 | 262.0024 | 315.1351 | 368.2385 | 452.6884 | 562.171 | 685.9122 | 821.1497 | 969.9024 | 1121.2855 | 1268.5717 | 1404.6761 | 1524.1156 | 1622.807 | 1700.1349 | 1754.0942 | 1788.7227 | 1784.3065 | 1791.082 | 1770.7207 | 1744.1957 | 1706.5656 | 1665.1351 | 1620.4358
Lct_BB003 | Number | SEPD | System Transformation | Clachan | 0 | 0 | 0 | 0 | 0 | 0 | 0 | 0 | 0 | 0 | 0 | 0 | 0 | 0 | 0 | 0 | 0 | 0 | 0 | 0 | 0 | 0 | 0 | 0 | 0 | 0 | 0 | 0 | 0 | 0 | 0 | 0
Lct_BB005 | Number | SEPD | System Transformation | Clachan | 63.1171 | 71.1219 | 74.2725 | 80.412 | 86.088 | 92.3372 | 105.0078 | 119.5935 | 132.0683 | 143.8559 | 168.9057 | 203.4424 | 241.2157 | 279.0117 | 316.9744 | 355.268 | 393.6393 | 422.8725 | 452.2411 | 481.5862 | 511.0894 | 540.7334 | 577.9842 | 615.4343 | 653.3228 | 691.7351 | 730.5818 | 731.1593 | 731.7697 | 732.4131 | 733.0955 | 733.7855
Lct_BB006 | Number | SEPD | System Transformation | Clachan | 0 | 0 | 0 | 0 | 0 | 0 | 0 | 0 | 0 | 0 | 0 | 0 | 0 | 0 | 0 | 0 | 0 | 0 | 0 | 0 | 0 | 0 | 0 | 0 | 0 | 0 | 0 | 0 | 0 | 0 | 0 | 0
Lct_BB007 | Number | SEPD | System Transformation | Clachan | 0 | 0 | 0 | 0 | 0 | 0 | 0 | 0 | 0 | 0 | 0 | 0 | 0 | 0 | 0 | 0 | 0 | 0 | 0 | 0 | 0 | 0 | 0 | 0 | 0 | 0 | 0 | 0 | 0 | 0 | 0 | 0
Lct_BB008 | Number | SEPD | System Transformation | Clachan | 0 | 0 | 0 | 0 | 0 | 0 | 0 | 0 | 0 | 0 | 0 | 0 | 0 | 0 | 0 | 0 | 0 | 0 | 0 | 0 | 0 | 0 | 0 | 0 | 0 | 0 | 0 | 0 | 0 | 0 | 0 | 0
Lct_BB010b | MW | SEPD | System Transformation | Clachan | 0.035 | 0.0434 | 0.0602 | 0.1022 | 0.1428 | 0.21 | 0.3752 | 0.5348 | 0.6944 | 0.854 | 1.0384 | 1.2019 | 1.5088 | 1.8665 | 2.3015 | 2.8348 | 3.3836 | 4.6129 | 6.0788 | 6.7968 | 6.9979 | 7.0838 | 7.1034 | 7.2177 | 7.2251 | 7.2251 | 7.2251 | 7.2251 | 7.2251 | 7.2251 | 7.2251 | 7.2251
Lct_BB011b | MW | SEPD | System Transformation | Clachan | 0 | 0.0001 | 0.00173 | 0.00395 | 0.00636 | 0.0093 | 0.0127 | 0.01663 | 0.02131 | 0.02679 | 0.03339 | 0.04099 | 0.05217 | 0.06553 | 0.08134 | 0.09945 | 0.1189 | 0.13966 | 0.16072 | 0.18133 | 0.19983 | 0.21608 | 0.2294 | 0.24026 | 0.2487 | 0.25462 | 0.26045 | 0.26628 | 0.27232 | 0.27813 | 0.28217 | 0.28539
Lct_BB012b | MW | SEPD | System Transformation | Clachan | 0.054 | 0.054 | 0.054 | 0.05444 | 0.05511 | 0.05594 | 0.05693 | 0.05779 | 0.0588 | 0.06006 | 0.06149 | 0.06316 | 0.06602 | 0.06934 | 0.0731 | 0.07726 | 0.08138 | 0.08553 | 0.08957 | 0.0932 | 0.09619 | 0.09844 | 0.09996 | 0.10084 | 0.10102 | 0.10111 | 0.10117 | 0.1012 | 0.1012 | 0.1012 | 0.1012 | 0.1012
Lct_BB013b | MW | SEPD | System Transformation | Clachan | 0 | 0.0001 | 0.00013 | 0.00025 | 0.00036 | 0.00046 | 0.00055 | 0.00077 | 0.00103 | 0.00134 | 0.0017 | 0.00213 | 0.00289 | 0.00381 | 0.0049 | 0.00615 | 0.00752 | 0.009 | 0.01054 | 0.01206 | 0.0135 | 0.01481 | 0.01597 | 0.01697 | 0.01781 | 0.0183 | 0.01871 | 0.01904 | 0.0193 | 0.0195 | 0.0195 | 0.0195
Lct_BB014 | Number | SEPD | System Transformation | Clachan | 0.73398 | 0.73962 | 0.83169 | 0.94426 | 1.0673 | 1.2066 | 1.3664 | 1.2216 | 1.3672 | 1.5303 | 1.7109 | 1.9161 | 1.6227 | 1.8307 | 2.0665 | 2.3321 | 2.6304 | 3.9337 | 4.2375 | 4.5721 | 4.9445 | 5.354 | 5.941 | 6.4535 | 7.0127 | 7.6358 | 8.3244 | 9.3856 | 10.5791 | 11.9273 | 13.4443 | 15.1526
Other generation | MW | SEPD | System Transformation | Clachan | 0 | 0 | 0 | 0 | 0 | 0 | 0 | 0 | 0 | 0 | 0 | 0 | 0 | 0 | 0 | 0 | 0 | 0 | 0 | 0 | 0 | 0 | 0 | 0 | 0 | 0 | 0 | 0 | 0 | 0 | 0 | 0
Srg_BB001 | MW | SEPD | System Transformation | Clachan | 0 | 0 | 0.0038747 | 0.0080366 | 0.011957 | 0.016093 | 0.022252 | 0.049096 | 0.057366 | 0.065648 | 0.073329 | 0.087025 | 0.088479 | 0.091399 | 0.094735 | 0.096342 | 0.1051 | 0.10869 | 0.11275 | 0.11678 | 0.12173 | 0.12549 | 0.12895 | 0.13255 | 0.13545 | 0.13818 | 0.141 | 0.14194 | 0.14283 | 0.14369 | 0.14452 | 0.14532
Srg_BB002 | MW | SEPD | System Transformation | Clachan | 0 | 0 | 6.4213e-05 | 0.00013121 | 0.00020209 | 0.00027862 | 0.00036253 | 0.00074135 | 0.000775 | 0.00080671 | 0.00084466 | 0.00088139 | 0.00091697 | 0.00095128 | 0.00098465 | 0.0010173 | 0.0010496 | 0.0010813 | 0.0011088 | 0.0011365 | 0.0011638 | 0.0011912 | 0.0014569 | 0.0017357 | 0.0020253 | 0.0023244 | 0.0026184 | 0.0026548 | 0.0026866 | 0.0027138 | 0.0027366 | 0.0027592
Data centres (MW) | MW | SEPD | System Transformation | Clayhills | 0 | 0 | 0 | 0 | 0 | 0 | 0 | 0 | 0 | 0 | 0 | 0 | 0 | 0 | 0 | 0 | 0 | 0 | 0 | 0 | 0 | 0 | 0 | 0 | 0 | 0 | 0 | 0 | 0 | 0 | 0 | 0
Dem_BB001a | Number of homes (cumulative) | SEPD | System Transformation | Clayhills | 0 | 8.7805 | 24.7204 | 43.8771 | 77.0457 | 114.195 | 124.3828 | 134.5259 | 144.6054 | 154.789 | 164.8464 | 175.1861 | 184.366 | 192.5074 | 192.5074 | 192.5074 | 192.5074 | 193.7581 | 195.1247 | 196.3288 | 197.4201 | 198.3515 | 198.8681 | 199.2924 | 199.6341 | 199.9056 | 200.128 | 200.3095 | 200.4566 | 200.5634 | 200.6344 | 200.668
Dem_BB002b | Floorspace (m2) (cumulative) | SEPD | System Transformation | Clayhills | 0 | 0 | 0 | 0 | 0 | 0 | 0 | 0 | 0 | 0 | 0 | 0 | 0 | 0 | 0 | 0 | 0 | 0 | 0 | 0 | 0 | 0 | 0 | 0 | 0 | 0 | 0 | 0 | 0 | 0 | 0 | 0
Domestic direct electric heating | Number | SEPD | System Transformation | Clayhills | 2184.2117 | 2185.1723 | 2186.9061 | 2188.9582 | 2192.5224 | 2196.5185 | 2121.5185 | 2082.415 | 2043.8025 | 2005.6302 | 1967.8715 | 1930.4795 | 1894.0764 | 1858.4057 | 1826.3052 | 1802.5804 | 1775.1288 | 1748.4638 | 1727.1208 | 1708.9467 | 1690.9912 | 1673.4509 | 1657.317 | 1641.4576 | 1625.8957 | 1610.6319 | 1595.4617 | 1580.5239 | 1565.6607 | 1551.0648 | 1536.6647 | 1522.4199
Gas: Hydrogen peaking | MW | SEPD | System Transformation | Clayhills | 0 | 0 | 0 | 0 | 0 | 0 | 0 | 0 | 0 | 0 | 0 | 0 | 0 | 0 | 0 | 0 | 0 | 0 | 0 | 0 | 0 | 0 | 0 | 0 | 0 | 0 | 0 | 0 | 0 | 0 | 0 | 0
Gen_BB001 | MW | SEPD | System Transformation | Clayhills | 0 | 0 | 0 | 0 | 0 | 0 | 0 | 0 | 0 | 0 | 0 | 0 | 0 | 0 | 0 | 0 | 0 | 0 | 0 | 0 | 0 | 0 | 0 | 0 | 0 | 0 | 0 | 0 | 0 | 0 | 0 | 0
Gen_BB004 | MW | SEPD | System Transformation | Clayhills | 1 | bar: 2020 to 2050
Gen_BB005 | MW | SEPD | System Transformation | Clayhills | 0 | 0 | 0 | 0 | 0 | 0 | 0 | 0 | 0 | 0 | 0 | 0 | 0 | 0 | 0 | 0 | 0 | 0 | 0 | 0 | 0 | 0 | 0 | 0 | 0 | 0 | 0 | 0 | 0 | 0 | 0 | 0
Gen_BB006 | MW | SEPD | System Transformation | Clayhills | 0 | 0 | 0 | 0 | 0 | 0 | 0 | 0 | 0 | 0 | 0 | 0 | 0 | 0 | 0 | 0 | 0 | 0 | 0 | 0 | 0 | 0 | 0 | 0 | 0 | 0 | 0 | 0 | 0 | 0 | 0 | 0
Gen_BB008 | MW | SEPD | System Transformation | Clayhills | 0 | 0 | 0 | 0 | 0 | 0 | 0 | 0 | 0 | 0 | 0 | 0 | 0 | 0 | 0 | 0 | 0 | 0 | 0 | 0 | 0 | 0 | 0 | 0 | 0 | 0 | 0 | 0 | 0 | 0 | 0 | 0
Gen_BB010 | MW | SEPD | System Transformation | Clayhills | 0 | 0 | 0 | 0 | 0 | 0 | 0 | 0 | 0 | 0 | 0 | 0 | 0 | 0 | 0 | 0 | 0 | 0 | 0 | 0 | 0 | 0 | 0 | 0 | 0 | 0 | 0 | 0 | 0 | 0 | 0 | 0
Gen_BB011 | MW | SEPD | System Transformation | Clayhills | 0 | 0 | 0 | 16 | 16 | 16 | 16 | 16 | 16 | 16 | 16 | 16 | 16 | 16 | 16 | 16 | 16 | 16 | 16 | 16 | 16 | 16 | 16 | 16 | 16 | 16 | 16 | 16 | 16 | 16 | 16 | 16
Gen_BB012 | MW | SEPD | System Transformation | Clayhills | 0.1923 | 0.42555 | 0.42611 | 0.42711 | 0.42884 | 0.43132 | 0.43495 | 0.44389 | 0.45434 | 0.4688 | 0.48462 | 0.50139 | 0.51883 | 0.53686 | 0.55543 | 0.57451 | 0.59398 | 0.61149 | 0.6294 | 0.64742 | 0.66571 | 0.68432 | 0.7022 | 0.71906 | 0.73488 | 0.74633 | 0.7578 | 0.76819 | 0.7775 | 0.78572 | 0.79397 | 0.80227
Gen_BB013 | MW | SEPD | System Transformation | Clayhills | 0.092921 | 0.11797 | 0.1573 | 0.20846 | 0.28001 | 0.36336 | 0.44916 | 0.61262 | 0.77078 | 0.95855 | 1.1441 | 1.3275 | 1.5113 | 1.6962 | 1.8834 | 2.075 | 2.2707 | 2.4514 | 2.6295 | 2.8116 | 2.9951 | 3.1823 | 3.373 | 3.5549 | 3.7283 | 3.8667 | 4.0049 | 4.1352 | 4.2556 | 4.3683 | 4.4812 | 4.5944
Gen_BB014 | MW | SEPD | System Transformation | Clayhills | 0 | 0 | 0 | 0 | 0 | 0 | 0 | 0 | 0 | 0 | 0 | 0 | 0 | 0 | 0 | 0 | 0 | 0 | 0 | 0 | 0 | 0 | 0 | 0 | 0 | 0 | 0 | 0 | 0 | 0 | 0 | 0
Gen_BB015 | MW | SEPD | System Transformation | Clayhills | 0 | 0 | 0 | 0 | 0 | 0 | 0 | 0 | 0 | 0 | 0 | 0 | 0 | 0 | 0 | 0 | 0 | 0 | 0 | 0 | 0 | 0 | 0 | 0 | 0 | 0 | 0 | 0 | 0 | 0 | 0 | 0
Gen_BB016 | MW | SEPD | System Transformation | Clayhills | 0 | 0 | 0 | 0 | 0 | 0 | 0 | 0 | 0 | 0 | 0 | 0 | 0 | 0 | 0 | 0 | 0 | 0 | 0 | 0 | 0 | 0 | 0 | 0 | 0 | 0 | 0 | 0 | 0 | 0 | 0 | 0
Gen_BB017 | MW | SEPD | System Transformation | Clayhills | 0 | 0 | 0 | 0 | 0 | 0 | 0 | 0 | 0 | 0 | 0 | 0 | 0 | 0 | 0 | 0 | 0 | 0 | 0 | 0 | 0 | 0 | 0 | 0 | 0 | 0 | 0 | 0 | 0 | 0 | 0 | 0
Gen_BB018 | MW | SEPD | System Transformation | Clayhills | 0 | 0 | 0 | 0 | 0 | 0 | 0 | 0 | 0 | 0 | 0 | 0 | 0 | 0 | 0 | 0 | 0 | 0 | 0 | 0 | 0 | 0 | 0 | 0 | 0 | 0 | 0 | 0 | 0 | 0 | 0 | 0
Hydrogen electrolysis | MW | SEPD | System Transformation | Clayhills | 0 | 0 | 0 | 0 | 0 | 0 | 0 | 0 | 0 | 0.1 | 0.3 | 0.7 | 0.7 | 0.7 | 0.9 | 1 | 1 | 1 | 1 | 1 | 2 | 2 | 2 | 2 | 3 | 3 | 3 | 3 | 3 | 5 | 5 | 5
Lct_BB001 | Number | SEPD | System Transformation | Clayhills | 33.0569 | 53.9714 | 98.453 | 205.4133 | 347.9153 | 556.3447 | 890.6283 | 1525.9117 | 2164.335 | 2807.5238 | 3456.0536 | 4111.725 | 4850.189 | 5948.6923 | 7129.4869 | 8350.0155 | 9603.6455 | 10811.8242 | 11929.7606 | 12920.0329 | 13781.3443 | 14498.4449 | 15071.569 | 15420.1956 | 15683.5566 | 15809.8915 | 16315.2037 | 16191.4268 | 16021.5039 | 15766.3916 | 15469.9316 | 15116.1312
Lct_BB003 | Number | SEPD | System Transformation | Clayhills | 2.8848 | 3.3273 | 4.7736 | 7.0074 | 9.7143 | 13.027 | 17.1348 | 22.1037 | 27.9531 | 34.9913 | 44.1191 | 55.486 | 71.2189 | 90.738 | 114.9601 | 144.0417 | 179.1667 | 218.8159 | 261.4028 | 304.3919 | 345.0842 | 381.91 | 414.1387 | 442.1181 | 466.7722 | 489.2803 | 506.8443 | 521.4895 | 535.8628 | 548.536 | 554.0946 | 558.753
Lct_BB005 | Number | SEPD | System Transformation | Clayhills | 2.146 | 160.6738 | 221.963 | 340.8499 | 449.637 | 531.7603 | 693.4403 | 879.2491 | 1034.655 | 1158.7639 | 1358.3994 | 1408.8724 | 1464.2633 | 1513.6784 | 1557.0732 | 1600.38 | 1643.9101 | 1706.4772 | 1766.2922 | 1826.0802 | 1885.3589 | 1944.564 | 2071.2341 | 2199.0412 | 2325.2104 | 2450.7588 | 2576.6305 | 2585.8692 | 2595.4324 | 2605.7271 | 2616.6459 | 2627.6859
Lct_BB006 | Number | SEPD | System Transformation | Clayhills | 0 | 0 | 53.3071 | 105.925 | 157.8534 | 209.0931 | 259.6426 | 315.9494 | 371.3328 | 425.7933 | 479.3307 | 505.5495 | 617.7615 | 728.7391 | 838.4809 | 946.9872 | 1054.2584 | 1148.1374 | 1240.8499 | 1332.3963 | 1422.7775 | 1511.9913 | 1589.8442 | 1667.1761 | 1743.9873 | 1820.2772 | 1896.045 | 1896.045 | 1896.045 | 1896.045 | 1896.045 | 1896.045
Lct_BB007 | Number | SEPD | System Transformation | Clayhills | 81.8798 | 105.628 | 114.7512 | 132.5286 | 148.711 | 166.1208 | 202.1846 | 243.3276 | 276.9688 | 307.5635 | 368.948 | 424.074 | 484.1806 | 544.2638 | 604.3234 | 664.3594 | 724.3719 | 772.2972 | 820.1558 | 867.9477 | 915.6729 | 963.3314 | 1027.5407 | 1092.467 | 1157.8997 | 1223.6496 | 1289.7288 | 1283.598 | 1272.6402 | 1262.4605 | 1253.1114 | 1243.5032
Lct_BB008 | Number | SEPD | System Transformation | Clayhills | 0 | 0 | 1.9793 | 3.933 | 5.8612 | 7.7637 | 9.6407 | 11.7314 | 13.7878 | 15.8099 | 17.7977 | 19.7512 | 28.1116 | 36.38 | 44.5564 | 52.6408 | 60.6332 | 67.6278 | 74.5354 | 81.3562 | 88.0901 | 94.7372 | 100.5378 | 106.2994 | 112.0223 | 117.7063 | 123.3514 | 123.3514 | 123.3514 | 123.3514 | 123.3514 | 123.3514
Lct_BB010b | MW | SEPD | System Transformation | Clayhills | 0.102 | 0.13279 | 0.22929 | 0.39549 | 0.61401 | 0.90093 | 1.5195 | 2.0656 | 2.6556 | 3.2809 | 3.8738 | 4.5253 | 5.6563 | 7.0511 | 8.599 | 10.3772 | 12.3411 | 14.4444 | 16.917 | 19.3112 | 21.5731 | 23.3537 | 24.7009 | 25.666 | 26.2352 | 26.2352 | 26.2352 | 26.2352 | 26.2352 | 26.2352 | 26.2352 | 26.2352
Lct_BB011b | MW | SEPD | System Transformation | Clayhills | 0.156 | 0.1907 | 0.22594 | 0.30868 | 0.40532 | 0.51901 | 0.65784 | 0.80907 | 0.98994 | 1.2067 | 1.466 | 1.7761 | 2.2086 | 2.728 | 3.3399 | 4.0416 | 4.8139 | 5.6465 | 6.5062 | 7.3518 | 8.1424 | 8.8546 | 9.4812 | 10.0309 | 10.5077 | 10.9084 | 11.305 | 11.7024 | 12.1107 | 12.5047 | 12.7786 | 12.9982
Lct_BB012b | MW | SEPD | System Transformation | Clayhills | 0.483 | 0.5059 | 0.52911 | 0.5969 | 0.67752 | 0.77264 | 0.8891 | 1.0187 | 1.1753 | 1.3642 | 1.5898 | 1.8588 | 2.2876 | 2.805 | 3.4143 | 4.112 | 4.8578 | 5.6537 | 6.4639 | 7.2435 | 7.9516 | 8.5584 | 9.0494 | 9.4265 | 9.6808 | 9.7395 | 9.7701 | 9.7834 | 9.7834 | 9.7834 | 9.7834 | 9.7834
Lct_BB013b | MW | SEPD | System Transformation | Clayhills | 0 | 0 | 0 | 0 | 0 | 0 | 0 | 0 | 0 | 0 | 0 | 0 | 0 | 0 | 0 | 0 | 0 | 0 | 0 | 0 | 0 | 0 | 0 | 0 | 0 | 0 | 0 | 0 | 0 | 0 | 0 | 0
Lct_BB014 | Number | SEPD | System Transformation | Clayhills | 116.6311 | 117.5262 | 132.1573 | 150.0434 | 169.6009 | 191.7338 | 217.1238 | 223.2992 | 249.9302 | 279.7379 | 312.7499 | 350.2668 | 351.1107 | 396.1036 | 447.1197 | 504.5845 | 569.1321 | 851.1238 | 916.8505 | 989.2466 | 1069.836 | 1158.4269 | 1139.245 | 1237.5199 | 1344.749 | 1464.2482 | 1596.2855 | 1799.7924 | 2028.6568 | 2287.1891 | 2578.0859 | 2905.6567
Other generation | MW | SEPD | System Transformation | Clayhills | 0 | 0 | 0 | 0 | 0 | 0 | 0 | 0 | 0 | 0 | 0 | 0 | 0 | 0 | 0 | 0 | 0 | 0 | 0 | 0 | 0 | 0 | 0 | 0 | 0 | 0 | 0 | 0 | 0 | 0 | 0 | 0
Srg_BB001 | MW | SEPD | System Transformation | Clayhills | 0 | 0.23404 | 0.25745 | 0.28085 | 0.30426 | 0.32766 | 0.35107 | 0.72554 | 0.74894 | 0.77234 | 0.79575 | 0.81915 | 0.92401 | 1.0326 | 1.1449 | 1.261 | 1.3809 | 1.4089 | 1.437 | 1.4651 | 1.4932 | 1.5213 | 1.8724 | 2.2234 | 2.5745 | 2.9255 | 3.2766 | 3.2766 | 3.2766 | 3.2766 | 3.2766 | 3.2766
Srg_BB002 | MW | SEPD | System Transformation | Clayhills | 0 | 0 | 6.0012e-05 | 0.00013928 | 0.00024476 | 0.000383 | 0.00056433 | 0.0016162 | 0.0017268 | 0.0018494 | 0.0020152 | 0.002192 | 0.0023772 | 0.0025676 | 0.0027633 | 0.0029644 | 0.0031711 | 0.0033814 | 0.0035694 | 0.0037637 | 0.0039602 | 0.0041619 | 0.0061582 | 0.0082906 | 0.01054 | 0.012884 | 0.01521 | 0.015501 | 0.015756 | 0.015976 | 0.016161 | 0.016345
Data centres (MW) | MW | SEPD | System Transformation | Coupar Angus | 0 | 0 | 0 | 0 | 0 | 0 | 0 | 0 | 0 | 0 | 0 | 0 | 0 | 0 | 0 | 0 | 0 | 0 | 0 | 0 | 0 | 0 | 0 | 0 | 0 | 0 | 0 | 0 | 0 | 0 | 0 | 0
Dem_BB001a | Number of homes (cumulative) | SEPD | System Transformation | Coupar Angus | 0 | 68.4187 | 112.9181 | 171.2924 | 233.6757 | 330.0444 | 443.442 | 573.8061 | 696.1223 | 807.5168 | 911.8164 | 1017.3405 | 1091.3405 | 1163.3405 | 1231.3405 | 1301.3405 | 1364.3405 | 1405.7689 | 1448.3296 | 1482.7048 | 1510.9512 | 1534.0705 | 1547.6913 | 1559.2013 | 1568.6119 | 1575.9381 | 1581.2055 | 1584.4235 | 1586.6003 | 1588.7286 | 1589.8139 | 1590.8544
Dem_BB002b | Floorspace (m2) (cumulative) | SEPD | System Transformation | Coupar Angus | 0 | 0 | 0 | 2880 | 4230 | 9106.6176 | 18831.9118 | 30628.3824 | 35246.0294 | 40054.8529 | 45054.8529 | 50246.0294 | 63388.3824 | 77296.0784 | 107432.9412 | 124688.9706 | 132612.5 | 138241.9118 | 143680.1471 | 148927.2059 | 153983.0882 | 158181.1275 | 161521.3235 | 162691.1765 | 162882.3529 | 162882.3529 | 162882.3529 | 162882.3529 | 162882.3529 | 162882.3529 | 162882.3529 | 162882.3529
Domestic direct electric heating | Number | SEPD | System Transformation | Coupar Angus | 1984.8639 | 1992.2053 | 1996.9581 | 2003.2221 | 2009.9182 | 2020.2865 | 1999.3418 | 1990.3746 | 1980.0852 | 1968.1714 | 1955.2642 | 1942.7313 | 1927.4272 | 1912.9977 | 1900.3604 | 1893.7741 | 1884.1953 | 1872.5522 | 1860.5031 | 1847.9969 | 1835.3448 | 1822.6583 | 1810.1147 | 1797.8749 | 1785.8394 | 1773.8836 | 1761.7287 | 1749.4314 | 1737.2179 | 1725.1937 | 1713.2512 | 1701.4956
Gas: Hydrogen peaking | MW | SEPD | System Transformation | Coupar Angus | 0 | 0 | 0 | 0 | 0 | 0 | 0 | 0 | 0 | 0 | 0 | 0 | 0 | 0 | 0 | 0 | 0 | 0 | 0 | 0 | 0 | 0 | 0 | 0 | 0 | 0 | 0 | 0 | 0 | 0 | 0 | 0
Gen_BB001 | MW | SEPD | System Transformation | Coupar Angus | 0.075 | 0.075 | 0.075 | 0.075 | 0.075 | 0.075 | 0.075 | 0.075 | 0.075 | 0.075 | 0.075 | 0.075 | 0.075 | 0.075 | 0.075 | 0.075 | 0.075 | 0.075 | 0.075 | 0.075 | 0.075 | 0.075 | 0.075 | 0.075 | 0.075 | 0.075 | 0 | 0 | 0 | 0 | 0 | 0
Gen_BB004 | MW | SEPD | System Transformation | Coupar Angus | 0 | 0 | 0 | 0 | 0.082005 | 0.082005 | 0.082005 | 0.082005 | 0.082005 | 0.082005 | 0.16154 | 0.24467 | 0.32822 | 0.41181 | 0.49328 | 0.57488 | 0.65582 | 0.733 | 0.81015 | 0.88754 | 0.88754 | 0.88754 | 0.88754 | 0.88754 | 0.88754 | 0.87867 | 0.86988 | 0.85248 | 0.83543 | 0.81037 | 0.78606 | 0.76248
Gen_BB005 | MW | SEPD | System Transformation | Coupar Angus | 0 | 0 | 0 | 0 | 0 | 0 | 0 | 0 | 0 | 0 | 0 | 0 | 0 | 0 | 0 | 0 | 0 | 0 | 0 | 0 | 0 | 0 | 0 | 0 | 0 | 0 | 0 | 0 | 0 | 0 | 0 | 0
Gen_BB006 | MW | SEPD | System Transformation | Coupar Angus | 0 | 0 | 0 | 0 | 0 | 0 | 0 | 0 | 0 | 0 | 0 | 0 | 0 | 0 | 0 | 0 | 0 | 0 | 0 | 0 | 0 | 0 | 0 | 0 | 0 | 0 | 0 | 0 | 0 | 0 | 0 | 0
Gen_BB008 | MW | SEPD | System Transformation | Coupar Angus | 0 | 0 | 0 | 0 | 0 | 0 | 0 | 0 | 0 | 0 | 0 | 0 | 0 | 0 | 0 | 0 | 0 | 0 | 0 | 0 | 0 | 0 | 0 | 0 | 0 | 0 | 0 | 0 | 0 | 0 | 0 | 0
Gen_BB010 | MW | SEPD | System Transformation | Coupar Angus | 0 | 0 | 0 | 0.245 | 0.245 | 0.245 | 0.245 | 0.245 | 0.245 | 0.245 | 0.245 | 0.245 | 0.245 | 0.245 | 0.245 | 0.245 | 0.245 | 0.245 | 0.245 | 0.245 | 0.245 | 0.245 | 0.245 | 0.245 | 0.245 | 0.245 | 0.245 | 0.245 | 0.245 | 0.245 | 0.245 | 0.245
Gen_BB011 | MW | SEPD | System Transformation | Coupar Angus | 0 | 0 | 0 | 0 | 0 | 0 | 0 | 0 | 0 | 0 | 0 | 0 | 0 | 0 | 0 | 0 | 0 | 0 | 0 | 0 | 0 | 0 | 0 | 0 | 0 | 0 | 0 | 0 | 0 | 0 | 0 | 0
Gen_BB012 | MW | SEPD | System Transformation | Coupar Angus | 1.1665 | 1.5469 | 1.5548 | 1.5646 | 1.5768 | 1.59 | 1.605 | 1.6328 | 1.6579 | 1.6885 | 1.7175 | 1.7452 | 1.7718 | 1.7977 | 1.823 | 1.848 | 1.8725 | 1.894 | 1.9154 | 1.9364 | 1.9572 | 1.9779 | 1.9976 | 2.0161 | 2.0333 | 2.0459 | 2.0586 | 2.0701 | 2.0805 | 2.0898 | 2.0991 | 2.1085
Gen_BB013 | MW | SEPD | System Transformation | Coupar Angus | 2.4803 | 2.5024 | 2.5328 | 2.5768 | 2.6353 | 2.7192 | 2.8284 | 3.0039 | 3.1809 | 3.4236 | 3.6667 | 3.9169 | 4.1477 | 4.3849 | 4.6247 | 4.8746 | 5.125 | 5.3402 | 5.5521 | 5.7588 | 5.9631 | 6.166 | 6.3626 | 6.552 | 6.7336 | 6.8836 | 7.0324 | 7.1717 | 7.3026 | 7.4262 | 7.5491 | 7.6723
Gen_BB014 | MW | SEPD | System Transformation | Coupar Angus | 0 | 0 | 0 | 0 | 0 | 0 | 0 | 0 | 0 | 0 | 0 | 0 | 0 | 0 | 0 | 0 | 0 | 0 | 0 | 0 | 0 | 0 | 0 | 0 | 0 | 0 | 0 | 0 | 0 | 0 | 0 | 0
Gen_BB015 | MW | SEPD | System Transformation | Coupar Angus | 69.85 | 69.85 | 69.85 | 69.85 | 69.85 | 69.85 | 69.85 | 69.85 | 69.85 | 70.6463 | 71.6199 | 72.3969 | 77.6871 | 79.9352 | 88.6957 | 89.4496 | 90.1966 | 90.9166 | 91.608 | 92.2698 | 92.9006 | 93.499 | 94.3235 | 97.2145 | 101.3887 | 101.9709 | 102.548 | 103.1355 | 103.7336 | 104.3426 | 104.9624 | 105.5934
Gen_BB016 | MW | SEPD | System Transformation | Coupar Angus | 3.7518 | 3.7518 | 3.7534 | 3.7559 | 3.76 | 3.7693 | 3.8007 | 3.8204 | 3.8416 | 3.8638 | 3.8869 | 3.9103 | 3.9342 | 3.9701 | 4.0057 | 4.0532 | 4.087 | 4.1817 | 4.7369 | 5.1814 | 5.622 | 5.8087 | 6.0948 | 6.1141 | 6.1319 | 6.1484 | 6.1637 | 6.1774 | 6.1898 | 6.2009 | 6.2109 | 6.2194
Gen_BB017 | MW | SEPD | System Transformation | Coupar Angus | 0 | 0 | 0 | 0 | 0 | 0 | 0 | 0 | 0 | 0 | 0 | 0 | 0 | 0 | 0 | 0 | 0 | 0 | 0 | 0 | 0 | 0 | 0 | 0 | 0 | 0 | 0 | 0 | 0 | 0 | 0 | 0
Gen_BB018 | MW | SEPD | System Transformation | Coupar Angus | 2.0041 | 2.0041 | 2.0041 | 2.0041 | 2.0074 | 2.0368 | 2.0429 | 2.0518 | 2.0594 | 2.069 | 2.0765 | 2.0862 | 2.0938 | 2.1034 | 2.1131 | 2.1206 | 2.1303 | 2.1376 | 2.147 | 2.1541 | 2.1632 | 2.1721 | 2.1788 | 2.1875 | 2.1961 | 2.2025 | 2.2108 | 2.2192 | 2.2274 | 2.2333 | 2.2414 | 2.2488
Hydrogen electrolysis | MW | SEPD | System Transformation | Coupar Angus | 0 | 0 | 0 | 0 | 0 | 0 | 0 | 0 | 0 | 0 | 0 | 0 | 0 | 0 | 0 | 0 | 0 | 0 | 0 | 0 | 0 | 0 | 0 | 0 | 0 | 0 | 0 | 0 | 0 | 0 | 0 | 0
Lct_BB001 | Number | SEPD | System Transformation | Coupar Angus | 72.0767 | 100.0485 | 162.9055 | 301.1721 | 484.9393 | 737.7806 | 1203.0188 | 1866.1222 | 2540.4123 | 3226.4858 | 3928.7132 | 4649.9754 | 5690.0573 | 7065.1085 | 8612.3441 | 10297.1011 | 12132.5237 | 13998.0838 | 15816.1397 | 17504.5225 | 19006.1962 | 20273.1329 | 21293.9629 | 22027.0439 | 22546.8247 | 22652.2804 | 22872.8774 | 22677.9982 | 22413.0266 | 22023.6672 | 21585.5957 | 21098.3629
Lct_BB003 | Number | SEPD | System Transformation | Coupar Angus | 5.5143 | 6.3992 | 9.2917 | 13.2687 | 18.0964 | 24.0096 | 31.3454 | 41.1395 | 53.2291 | 67.4577 | 85.3271 | 108.6835 | 138.0788 | 174.2985 | 219.0798 | 272.6203 | 337.0788 | 409.5088 | 486.9135 | 564.5851 | 637.5815 | 703.1013 | 759.9068 | 808.7401 | 851.3855 | 890.0608 | 919.6994 | 944.0804 | 968.0631 | 989.2025 | 998.306 | 1005.7109
Lct_BB005 | Number | SEPD | System Transformation | Coupar Angus | 118.4143 | 164.3488 | 182.6749 | 217.2421 | 249.2625 | 285.5888 | 357.5964 | 440.8902 | 511.7913 | 578.4332 | 710.9392 | 868.9752 | 1039.966 | 1211.2608 | 1383.465 | 1557.7021 | 1732.6884 | 1882.3844 | 2032.696 | 2183.1936 | 2333.8619 | 2484.7438 | 2701.8241 | 2920.6259 | 3141.9791 | 3365.2151 | 3590.1706 | 3601.334 | 3612.932 | 3625.157 | 3637.8955 | 3650.7755
Lct_BB006 | Number | SEPD | System Transformation | Coupar Angus | 0 | 0 | 8.7383 | 17.364 | 25.8754 | 34.2745 | 42.561 | 51.7893 | 60.8633 | 69.7894 | 78.5639 | 91.9313 | 149.1409 | 205.7224 | 261.6734 | 316.9942 | 371.6866 | 419.5503 | 466.8189 | 513.4941 | 559.5765 | 605.0622 | 644.7556 | 684.1827 | 723.3424 | 762.2407 | 800.8705 | 800.8705 | 800.8705 | 800.8705 | 800.8705 | 800.8705
Lct_BB007 | Number | SEPD | System Transformation | Coupar Angus | 22.596 | 29.1496 | 31.6673 | 36.5732 | 41.0391 | 45.8435 | 55.7959 | 67.1499 | 76.4337 | 84.8768 | 101.8167 | 117.0296 | 133.617 | 150.1978 | 166.7721 | 183.3399 | 199.9013 | 213.127 | 226.3343 | 239.5232 | 252.6938 | 265.8457 | 283.947 | 302.9354 | 322.054 | 341.3143 | 360.7037 | 356.7374 | 350.3594 | 344.1815 | 338.4327 | 332.9802
Lct_BB008 | Number | SEPD | System Transformation | Coupar Angus | 0 | 0 | 0.5462 | 1.0854 | 1.6175 | 2.1425 | 2.6605 | 3.2375 | 3.8049 | 4.363 | 4.9116 | 5.4507 | 7.7578 | 10.0396 | 12.296 | 14.527 | 16.7326 | 18.6628 | 20.5691 | 22.4514 | 24.3098 | 26.1441 | 27.7449 | 29.3349 | 30.9142 | 32.4828 | 34.0407 | 34.0407 | 34.0407 | 34.0407 | 34.0407 | 34.0407
Lct_BB010b | MW | SEPD | System Transformation | Coupar Angus | 0.595 | 0.69996 | 0.81853 | 1.1534 | 1.6963 | 2.3611 | 3.817 | 5.3228 | 6.9718 | 8.4777 | 10.0034 | 11.6239 | 14.2889 | 17.7618 | 21.9991 | 26.7742 | 34.2239 | 44.7946 | 54.3406 | 59.1059 | 62.3831 | 64.0929 | 65.1118 | 65.7269 | 66.0598 | 66.0598 | 66.0598 | 66.0598 | 66.0598 | 66.0598 | 66.0598 | 66.0598
Lct_BB011b | MW | SEPD | System Transformation | Coupar Angus | 0.014 | 0.0204 | 0.04744 | 0.0868 | 0.1319 | 0.18528 | 0.24959 | 0.31951 | 0.40339 | 0.50349 | 0.62269 | 0.76533 | 0.96985 | 1.2152 | 1.503 | 1.8321 | 2.19 | 2.5729 | 2.9629 | 3.3409 | 3.6866 | 3.9876 | 4.2408 | 4.4508 | 4.6182 | 4.7404 | 4.8614 | 4.9824 | 5.107 | 5.2269 | 5.3106 | 5.3778
Lct_BB012b | MW | SEPD | System Transformation | Coupar Angus | 0.337 | 0.3385 | 0.34024 | 0.35449 | 0.37332 | 0.39551 | 0.42259 | 0.44987 | 0.48331 | 0.52428 | 0.57281 | 0.63036 | 0.72544 | 0.83863 | 0.9703 | 1.1178 | 1.2714 | 1.4322 | 1.5928 | 1.7446 | 1.8787 | 1.9903 | 2.0767 | 2.1398 | 2.1763 | 2.1901 | 2.1985 | 2.2021 | 2.2021 | 2.2021 | 2.2021 | 2.2021
Lct_BB013b | MW | SEPD | System Transformation | Coupar Angus | 0 | 0.0033 | 0.00658 | 0.01232 | 0.01755 | 0.02233 | 0.02695 | 0.03787 | 0.05077 | 0.06606 | 0.08407 | 0.1053 | 0.1433 | 0.18913 | 0.24329 | 0.30567 | 0.37384 | 0.44756 | 0.52404 | 0.59975 | 0.67132 | 0.73641 | 0.79387 | 0.84385 | 0.88548 | 0.9098 | 0.93004 | 0.94644 | 0.95934 | 0.96906 | 0.96906 | 0.96906
Lct_BB014 | Number | SEPD | System Transformation | Coupar Angus | 14.756 | 14.8693 | 16.7204 | 18.9833 | 21.4577 | 24.2579 | 27.4702 | 30.0852 | 33.6732 | 37.6892 | 42.137 | 47.1916 | 55.0254 | 62.0766 | 70.0717 | 79.0775 | 89.1932 | 133.3864 | 143.687 | 155.0328 | 167.6626 | 181.5464 | 216.9376 | 235.6513 | 256.0701 | 278.8255 | 303.9683 | 342.7205 | 386.3014 | 435.5317 | 490.925 | 553.3017
Other generation | MW | SEPD | System Transformation | Coupar Angus | 0.098 | 0.098 | 0.098 | 0.098 | 0.098 | 0.098 | 0.098 | 0.098 | 0.098 | 0.098 | 0.098 | 0.098 | 0.098 | 0.098 | 0.098 | 0.098 | 0.098 | 0.098 | 0.098 | 0.098 | 0.098 | 0.098 | 0.098 | 0.098 | 0.098 | 0.098 | 0.098 | 0.098 | 0.098 | 0.098 | 0.098 | 0.098
Srg_BB001 | MW | SEPD | System Transformation | Coupar Angus | 0 | 0.1482 | 0.17705 | 0.20693 | 0.23594 | 0.26573 | 0.30284 | 0.67923 | 0.76634 | 0.8534 | 0.93823 | 1.0439 | 1.332 | 1.626 | 1.9244 | 2.2195 | 2.5398 | 2.7963 | 3.0542 | 3.3119 | 3.5725 | 3.8294 | 4.1581 | 4.4875 | 4.8149 | 5.1417 | 5.4688 | 5.4719 | 5.4748 | 5.4777 | 5.4804 | 5.483
Srg_BB002 | MW | SEPD | System Transformation | Coupar Angus | 0 | 0 | 0.00098534 | 0.0019979 | 0.0030494 | 0.0041619 | 0.0053543 | 0.010521 | 0.010965 | 0.011379 | 0.011871 | 0.012344 | 0.0128 | 0.013237 | 0.01366 | 0.014073 | 0.014479 | 0.014877 | 0.015221 | 0.015567 | 0.015906 | 0.016246 | 0.019534 | 0.022979 | 0.026551 | 0.030235 | 0.033852 | 0.0343 | 0.034691 | 0.035025 | 0.035305 | 0.035581
Data centres (MW) | MW | SEPD | System Transformation | Craigiebuckler | 0 | 0 | 0 | 0 | 0 | 0 | 0 | 0 | 0 | 0 | 0 | 0 | 0 | 0 | 0 | 0 | 0 | 0 | 0 | 0 | 0 | 0 | 0 | 0 | 0 | 0 | 0 | 0 | 0 | 0 | 0 | 0
Dem_BB001a | Number of homes (cumulative) | SEPD | System Transformation | Craigiebuckler | 0 | 304.4862 | 568.7705 | 805.1375 | 1035.5285 | 1269.8805 | 1498.6222 | 1717.2975 | 1935.8781 | 2165.4624 | 2411.0101 | 2669.7304 | 2908.7304 | 3144.7304 | 3312.7304 | 3452.7304 | 3573.7304 | 3665.3652 | 3757.1515 | 3834.7255 | 3899.152 | 3948.3828 | 3984.0654 | 4006.6262 | 4017.0777 | 4021.4364 | 4023.7303 | 4023.9701 | 4024.1644 | 4024.3056 | 4024.3993 | 4024.4438
Dem_BB002b | Floorspace (m2) (cumulative) | SEPD | System Transformation | Craigiebuckler | 0 | 5625 | 20625.455 | 25138.3645 | 29963.8065 | 35101.781 | 46552.288 | 61689.9375 | 68890.087 | 76402.7365 | 84227.886 | 92365.5355 | 100503.1525 | 108003.2175 | 115503.25 | 122503.25 | 125003.25 | 127190.75 | 129065.75 | 130628.25 | 131878.25 | 132815.75 | 133440.75 | 133753.25 | 133753.25 | 133753.25 | 133753.25 | 133753.25 | 133753.25 | 133753.25 | 133753.25 | 133753.25
Domestic direct electric heating | Number | SEPD | System Transformation | Craigiebuckler | 1132.0985 | 1165.0545 | 1193.6653 | 1219.2609 | 1244.2086 | 1269.5886 | 1313.2839 | 1314.8013 | 1316.6745 | 1320.3178 | 1325.8213 | 1333.2472 | 1339.8705 | 1347.1187 | 1347.7798 | 1350.1639 | 1348.6323 | 1344.2739 | 1339.3015 | 1333.3115 | 1326.1291 | 1317.6884 | 1309.4594 | 1299.9299 | 1289.4998 | 1278.757 | 1267.5535 | 1256.2102 | 1245.1251 | 1234.3289 | 1223.7676 | 1213.4739
Gas: Hydrogen peaking | MW | SEPD | System Transformation | Craigiebuckler | 0 | 0 | 0 | 0 | 0 | 0 | 0 | 0 | 0 | 0 | 0 | 0 | 0 | 0 | 0 | 0 | 0 | 0 | 0 | 0 | 0 | 0 | 0 | 0 | 0 | 0 | 0 | 0 | 0 | 0 | 0 | 0
Gen_BB001 | MW | SEPD | System Transformation | Craigiebuckler | 0 | 0 | 0 | 0 | 0 | 0 | 0 | 0 | 0 | 0 | 0 | 0 | 0 | 0 | 0 | 0 | 0 | 0 | 0 | 0 | 0 | 0 | 0 | 0 | 0 | 0 | 0 | 0 | 0 | 0 | 0 | 0
Gen_BB004 | MW | SEPD | System Transformation | Craigiebuckler | 0 | 0 | 0 | 0 | 0 | 0 | 0 | 0 | 0 | 0 | 0 | 0 | 0 | 0 | 0 | 0 | 0 | 0 | 0 | 0 | 0 | 0 | 0 | 0 | 0 | 0 | 0 | 0 | 0 | 0 | 0 | 0
Gen_BB005 | MW | SEPD | System Transformation | Craigiebuckler | 0 | 0 | 0 | 0 | 0 | 0 | 0 | 0 | 0 | 0 | 0 | 0 | 0 | 0 | 0 | 0 | 0 | 0 | 0 | 0 | 0 | 0 | 0 | 0 | 0 | 0 | 0 | 0 | 0 | 0 | 0 | 0
Gen_BB006 | MW | SEPD | System Transformation | Craigiebuckler | 0 | 0 | 0 | 0 | 0 | 0 | 0 | 0 | 0 | 0 | 0 | 0 | 0 | 0 | 0 | 0 | 0 | 0 | 0 | 0 | 0 | 0 | 0 | 0 | 0 | 0 | 0 | 0 | 0 | 0 | 0 | 0
Gen_BB008 | MW | SEPD | System Transformation | Craigiebuckler | 0 | 0 | 0 | 0 | 0 | 0 | 0 | 0 | 0 | 0 | 0 | 0 | 0 | 0 | 0 | 0 | 0 | 0 | 0 | 0 | 0 | 0 | 0 | 0 | 0 | 0 | 0 | 0 | 0 | 0 | 0 | 0
Gen_BB010 | MW | SEPD | System Transformation | Craigiebuckler | 0 | 0 | 0 | 0 | 0 | 0 | 0 | 0 | 0 | 0 | 0 | 0 | 0 | 0 | 0 | 0 | 0 | 0 | 0 | 0 | 0 | 0 | 0 | 0 | 0 | 0 | 0 | 0 | 0 | 0 | 0 | 0
Gen_BB011 | MW | SEPD | System Transformation | Craigiebuckler | 0 | 0 | 0 | 0 | 0 | 0 | 0 | 0 | 0 | 0 | 0 | 0 | 0 | 0 | 0 | 0 | 0 | 0 | 0 | 0 | 0 | 0 | 0 | 0 | 0 | 0 | 0 | 0 | 0 | 0 | 0 | 0
Gen_BB012 | MW | SEPD | System Transformation | Craigiebuckler | 0.03477 | 0.23699 | 0.2407 | 0.24593 | 0.25356 | 0.2631 | 0.27581 | 0.30416 | 0.335 | 0.36839 | 0.40223 | 0.43625 | 0.47032 | 0.50452 | 0.53895 | 0.57368 | 0.60856 | 0.63959 | 0.67095 | 0.70219 | 0.73363 | 0.76532 | 0.79564 | 0.82415 | 0.85085 | 0.87029 | 0.88976 | 0.90743 | 0.9233 | 0.93739 | 0.95153 | 0.96574
Gen_BB013 | MW | SEPD | System Transformation | Craigiebuckler | 0.97676 | 1.0667 | 1.2039 | 1.3789 | 1.6047 | 1.8694 | 2.1833 | 2.6922 | 3.2023 | 3.6563 | 4.1351 | 4.64 | 5.1427 | 5.6559 | 6.1155 | 6.5579 | 6.9913 | 7.3688 | 7.7434 | 8.1072 | 8.4599 | 8.8003 | 9.1304 | 9.4315 | 9.7072 | 9.9222 | 10.1356 | 10.3333 | 10.5176 | 10.6885 | 10.8597 | 11.0312
Gen_BB014 | MW | SEPD | System Transformation | Craigiebuckler | 0 | 0 | 0 | 0 | 0 | 0 | 0 | 0 | 0 | 0 | 0 | 0 | 0 | 0 | 0 | 0 | 0 | 0 | 0 | 0 | 0 | 0 | 0 | 0 | 0 | 0 | 0 | 0 | 0 | 0 | 0 | 0
Gen_BB015 | MW | SEPD | System Transformation | Craigiebuckler | 0 | 0 | 0 | 0 | 0 | 0 | 0 | 0 | 0 | 0 | 0 | 0 | 0 | 0 | 0 | 0 | 0 | 0 | 0 | 0 | 0 | 0 | 0 | 0 | 0 | 0 | 0 | 0 | 0 | 0 | 0 | 0
Gen_BB016 | MW | SEPD | System Transformation | Craigiebuckler | 1.3 | 1.3 | 1.3 | 1.3 | 1.3 | 1.3 | 1.3 | 1.3 | 1.3 | 1.3 | 1.3 | 1.3 | 1.3 | 1.3 | 1.3 | 1.3 | 1.3 | 1.3 | 1.3 | 1.3 | 1.7 | 1.95 | 1.95 | 1.95 | 1.95 | 1.95 | 1.95 | 1.95 | 1.95 | 1.95 | 1.95 | 1.95
Gen_BB017 | MW | SEPD | System Transformation | Craigiebuckler | 0 | 0 | 0 | 0 | 0 | 0 | 0 | 0 | 0 | 0 | 0 | 0 | 0 | 0 | 0 | 0 | 0 | 0 | 0 | 0 | 0 | 0 | 0 | 0 | 0 | 0 | 0 | 0 | 0 | 0 | 0 | 0
Gen_BB018 | MW | SEPD | System Transformation | Craigiebuckler | 0 | 0 | 0 | 0 | 0 | 0 | 0 | 0 | 0 | 0 | 0 | 0 | 0 | 0 | 0 | 0 | 0 | 0 | 0 | 0 | 0 | 0 | 0 | 0 | 0 | 0 | 0 | 0 | 0 | 0 | 0 | 0
Hydrogen electrolysis | MW | SEPD | System Transformation | Craigiebuckler | 0 | 0 | 0 | 0 | 0 | 0 | 0 | 0 | 0 | 0 | 0 | 0 | 0 | 0 | 0 | 0 | 0 | 0 | 0 | 0 | 0 | 0 | 0 | 0 | 0 | 0 | 0 | 0 | 0 | 0 | 0 | 0
Lct_BB001 | Number | SEPD | System Transformation | Craigiebuckler | 93.9561 | 133.7694 | 218.035 | 412.2824 | 669.1055 | 1027.8414 | 1570.6937 | 2303.1984 | 3042.1426 | 3789.8834 | 4549.4113 | 5323.0959 | 6410.4689 | 7931.4965 | 9619.7335 | 11430.399 | 13372.6869 | 15318.0209 | 17186.5941 | 18898.7512 | 20408.886 | 21673.4324 | 22684.5453 | 23378.73 | 23868.749 | 23971.2194 | 24334.1673 | 24120.3043 | 23831.9065 | 23409.2063 | 22931.6098 | 22393.2707
Lct_BB003 | Number | SEPD | System Transformation | Craigiebuckler | 0.2554 | 0.2554 | 3.1289 | 5.9672 | 9.3893 | 13.5787 | 18.7769 | 26.1005 | 34.4941 | 46.0134 | 60.628 | 79.6208 | 103.9027 | 133.9089 | 171.3281 | 216.5286 | 271.3734 | 333.7489 | 401.3684 | 470.4613 | 536.9297 | 598.3259 | 653.4494 | 702.7311 | 747.4515 | 789.3355 | 823.9194 | 854.0668 | 883.7431 | 910.3662 | 924.7212 | 937.3621
Lct_BB005 | Number | SEPD | System Transformation | Craigiebuckler | 21.742 | 100.0264 | 135.5522 | 194.8325 | 249.5279 | 309.1961 | 422.7847 | 551.9628 | 662.382 | 763.443 | 945.6571 | 1033.0847 | 1127.46 | 1216.5136 | 1296.8486 | 1372.6012 | 1446.9582 | 1529.9346 | 1611.6353 | 1692.0662 | 1771.1442 | 1848.6266 | 1987.6804 | 2126.2324 | 2264.5851 | 2402.8256 | 2542.1448 | 2554.0782 | 2566.6935 | 2579.9908 | 2594.0942 | 2608.3542
Lct_BB006 | Number | SEPD | System Transformation | Craigiebuckler | 0 | 0 | 20.1559 | 40.0511 | 59.6823 | 79.0558 | 98.1685 | 119.4593 | 140.4001 | 160.9892 | 181.2315 | 203.1904 | 297.1755 | 390.1258 | 482.0449 | 572.9297 | 662.7781 | 741.4084 | 819.0649 | 895.7416 | 971.4418 | 1046.1655 | 1111.3769 | 1176.1481 | 1240.4837 | 1304.3835 | 1367.8454 | 1367.8454 | 1367.8454 | 1367.8454 | 1367.8454 | 1367.8454
Lct_BB007 | Number | SEPD | System Transformation | Craigiebuckler | 38.1809 | 49.2547 | 53.5089 | 61.7986 | 69.3445 | 77.4628 | 94.2795 | 113.4646 | 129.1516 | 143.4181 | 172.0419 | 197.7474 | 225.7753 | 253.7923 | 281.7983 | 309.7934 | 337.7774 | 360.1251 | 382.4417 | 404.7273 | 426.9818 | 449.2051 | 478.1874 | 506.4198 | 534.3357 | 562.3281 | 590.3925 | 591.729 | 594.3895 | 596.9342 | 599.4336 | 601.7256
Lct_BB008 | Number | SEPD | System Transformation | Craigiebuckler | 0 | 0 | 0.92297 | 1.834 | 2.7331 | 3.6203 | 4.4955 | 5.4704 | 6.4293 | 7.3722 | 8.2991 | 9.2101 | 13.1086 | 16.9642 | 20.7768 | 24.5466 | 28.2735 | 31.5351 | 34.7561 | 37.9367 | 41.0767 | 44.1763 | 46.8811 | 49.5678 | 52.2364 | 54.8869 | 57.5192 | 57.5192 | 57.5192 | 57.5192 | 57.5192 | 57.5192
Lct_BB010b | MW | SEPD | System Transformation | Craigiebuckler | 0.938 | 1.1888 | 1.4323 | 1.9767 | 2.642 | 3.5226 | 4.8542 | 6.2665 | 7.6371 | 9.0618 | 10.4441 | 11.8236 | 14.6603 | 18.2305 | 22.2777 | 27.3075 | 35.7446 | 43.752 | 51.1417 | 56.5844 | 59.9568 | 62.1602 | 63.3867 | 64.1853 | 64.6382 | 64.6382 | 64.6382 | 64.6382 | 64.6382 | 64.6382 | 64.6382 | 64.6382
Lct_BB011b | MW | SEPD | System Transformation | Craigiebuckler | 0.146 | 0.1541 | 0.16735 | 0.19226 | 0.22099 | 0.25421 | 0.29468 | 0.33848 | 0.39078 | 0.45287 | 0.52695 | 0.61473 | 0.74478 | 0.90114 | 1.0845 | 1.293 | 1.5168 | 1.754 | 1.9929 | 2.2199 | 2.4221 | 2.5917 | 2.7262 | 2.8284 | 2.8985 | 2.9336 | 2.9683 | 3.0032 | 3.0389 | 3.0735 | 3.0975 | 3.1167
Lct_BB012b | MW | SEPD | System Transformation | Craigiebuckler | 0.119 | 0.1326 | 0.14637 | 0.18399 | 0.22864 | 0.28165 | 0.34716 | 0.41391 | 0.49404 | 0.59004 | 0.7039 | 0.83897 | 1.0526 | 1.3086 | 1.6079 | 1.9482 | 2.3091 | 2.6909 | 3.0757 | 3.4416 | 3.7691 | 4.0445 | 4.2621 | 4.4239 | 4.527 | 4.5372 | 4.5395 | 4.5405 | 4.5405 | 4.5405 | 4.5405 | 4.5405
Lct_BB013b | MW | SEPD | System Transformation | Craigiebuckler | 0 | 0.0026 | 0.00536 | 0.01004 | 0.0143 | 0.0182 | 0.02196 | 0.03086 | 0.04138 | 0.05384 | 0.06852 | 0.08582 | 0.1168 | 0.15416 | 0.1983 | 0.24914 | 0.3047 | 0.36478 | 0.42712 | 0.48882 | 0.54714 | 0.60018 | 0.647 | 0.68772 | 0.72164 | 0.74146 | 0.75796 | 0.77132 | 0.78182 | 0.78974 | 0.78974 | 0.78974
Lct_BB014 | Number | SEPD | System Transformation | Craigiebuckler | 50.3341 | 50.7204 | 57.0347 | 64.7537 | 73.1941 | 82.7459 | 93.7034 | 97.7465 | 109.4039 | 122.4519 | 136.9025 | 153.325 | 165.2051 | 186.3753 | 210.3794 | 237.4179 | 267.7889 | 400.4721 | 431.3979 | 465.4618 | 503.3809 | 545.0648 | 609.8554 | 662.4635 | 719.8649 | 783.8346 | 854.5162 | 963.4566 | 1085.9712 | 1224.3676 | 1380.0891 | 1555.4428
Other generation | MW | SEPD | System Transformation | Craigiebuckler | 0.015 | 0.015 | 0.015 | 0.015 | 0.015 | 0.015 | 0.015 | 0.015 | 0.015 | 0.015 | 0.015 | 0.015 | 0.015 | 0.015 | 0.015 | 0.015 | 0.015 | 0.015 | 0.015 | 0.015 | 0.015 | 0.015 | 0.015 | 0.015 | 0.015 | 0.015 | 0.015 | 0.015 | 0.015 | 0.015 | 0.015 | 0.015
Srg_BB001 | MW | SEPD | System Transformation | Craigiebuckler | 0 | 0.011005 | 0.012106 | 0.013206 | 0.014307 | 0.015407 | 0.016508 | 0.034116 | 0.035217 | 0.036317 | 0.037418 | 0.038518 | 0.043449 | 0.048555 | 0.053837 | 0.059296 | 0.064931 | 0.066251 | 0.067572 | 0.068893 | 0.070213 | 0.071534 | 0.088042 | 0.10455 | 0.12106 | 0.13756 | 0.15407 | 0.15407 | 0.15407 | 0.15407 | 0.15407 | 0.15407
Srg_BB002 | MW | SEPD | System Transformation | Craigiebuckler | 0 | 0 | 0.00043896 | 0.00092885 | 0.0014886 | 0.0021396 | 0.0029104 | 0.0068373 | 0.0072191 | 0.0075957 | 0.0080639 | 0.008532 | 0.0089983 | 0.0094587 | 0.0099161 | 0.010373 | 0.010831 | 0.011288 | 0.01169 | 0.012099 | 0.012507 | 0.01292 | 0.016963 | 0.021242 | 0.025717 | 0.030358 | 0.034941 | 0.035511 | 0.03601 | 0.036439 | 0.036798 | 0.037154
Data centres (MW) | MW | SEPD | System Transformation | Dounreay | 0 | 0 | 0 | 0 | 0 | 0 | 0 | 0 | 0 | 0 | 0 | 0 | 0 | 0 | 0 | 0 | 0 | 0 | 0 | 0 | 0 | 0 | 0 | 0 | 0 | 0 | 0 | 0 | 0 | 0 | 0 | 0
Dem_BB001a | Number of homes (cumulative) | SEPD | System Transformation | Dounreay | 0 | 0 | 0 | 0 | 0 | 0 | 0 | 0 | 0 | 0 | 0 | 0 | 0 | 0 | 0 | 0 | 0 | 0.0092426 | 0.019342 | 0.028241 | 0.036305 | 0.050446 | 0.058288 | 0.064731 | 0.069919 | 0.07404 | 0.077417 | 0.080171 | 0.082404 | 0.084026 | 0.085103 | 0.085614
Dem_BB002b | Floorspace (m2) (cumulative) | SEPD | System Transformation | Dounreay | 0 | 0 | 0 | 0 | 0 | 0 | 0 | 0 | 0 | 0 | 0 | 0 | 0 | 0 | 0 | 0 | 0 | 0 | 0 | 0 | 0 | 0 | 0 | 0 | 0 | 0 | 0 | 0 | 0 | 0 | 0 | 0
Domestic direct electric heating | Number | SEPD | System Transformation | Dounreay | 15.997 | 15.997 | 15.997 | 15.997 | 15.997 | 15.997 | 15.9174 | 15.8783 | 15.8396 | 15.8014 | 15.7635 | 15.726 | 15.6889 | 15.6521 | 15.5349 | 15.4783 | 15.4128 | 15.3479 | 15.2838 | 15.2201 | 15.1572 | 15.0949 | 15.0333 | 14.9722 | 14.9118 | 14.8519 | 14.7927 | 14.734 | 14.6759 | 14.6184 | 14.5615 | 14.5052
Gas: Hydrogen peaking | MW | SEPD | System Transformation | Dounreay | 0 | 0 | 0 | 0 | 0 | 0 | 0 | 0 | 0 | 0 | 0 | 0 | 0 | 0 | 0 | 0 | 0 | 0 | 0 | 0 | 0 | 0 | 0 | 0 | 0 | 0 | 0 | 0 | 0 | 0 | 0 | 0
Gen_BB001 | MW | SEPD | System Transformation | Dounreay | 0 | 0 | 0 | 0 | 0 | 0 | 0 | 0 | 0 | 0 | 0 | 0 | 0 | 0 | 0 | 0 | 0 | 0 | 0 | 0 | 0 | 0 | 0 | 0 | 0 | 0 | 0 | 0 | 0 | 0 | 0 | 0
Gen_BB004 | MW | SEPD | System Transformation | Dounreay | 0 | 0 | 0 | 0 | 0 | 0 | 0 | 0 | 0 | 0 | 0 | 0 | 0 | 0 | 0 | 0 | 0 | 0 | 0 | 0 | 0 | 0 | 0 | 0 | 0 | 0 | 0 | 0 | 0 | 0 | 0 | 0
Gen_BB005 | MW | SEPD | System Transformation | Dounreay | 0 | 0 | 0 | 0 | 0 | 0 | 0 | 0 | 0 | 0 | 0 | 0 | 0 | 0 | 0 | 0 | 0 | 0 | 0 | 0 | 0 | 0 | 0 | 0 | 0 | 0 | 0 | 0 | 0 | 0 | 0 | 0
Gen_BB006 | MW | SEPD | System Transformation | Dounreay | 0 | 0 | 0 | 0 | 0 | 0 | 0 | 0 | 0 | 0 | 0 | 0 | 0 | 0 | 0 | 0 | 0 | 0 | 0 | 0 | 0 | 0 | 0 | 0 | 0 | 0 | 0 | 0 | 0 | 0 | 0 | 0
Gen_BB008 | MW | SEPD | System Transformation | Dounreay | 0 | 0 | 0 | 0 | 0 | 0 | 0 | 0 | 0 | 0 | 0 | 0 | 0 | 0 | 0 | 0 | 0 | 0 | 0 | 0 | 0 | 0 | 0 | 0 | 0 | 0 | 0 | 0 | 0 | 0 | 0 | 0
Gen_BB010 | MW | SEPD | System Transformation | Dounreay | 0 | 0 | 0 | 0 | 0 | 0 | 0 | 0 | 0 | 0 | 0 | 0 | 0 | 0 | 0 | 0 | 0 | 0 | 0 | 0 | 0 | 0 | 0 | 0 | 0 | 0 | 0 | 0 | 0 | 0 | 0 | 0
Gen_BB011 | MW | SEPD | System Transformation | Dounreay | 0 | 0 | 0 | 0 | 0 | 0 | 0 | 0 | 0 | 0 | 0 | 0 | 0 | 0 | 0 | 0 | 0 | 0 | 0 | 0 | 0 | 0 | 0 | 0 | 0 | 0 | 0 | 0 | 0 | 0 | 0 | 0
Gen_BB012 | MW | SEPD | System Transformation | Dounreay | 0 | 2.646e-05 | 7.1191e-05 | 0.00013481 | 0.00022836 | 0.00034617 | 0.00050414 | 0.00085883 | 0.0012467 | 0.0015583 | 0.0018485 | 0.0021214 | 0.0023805 | 0.0026297 | 0.0028712 | 0.0031069 | 0.0033374 | 0.0035382 | 0.0037364 | 0.0039304 | 0.0041216 | 0.0043112 | 0.0044906 | 0.0046586 | 0.0048151 | 0.0049303 | 0.0050455 | 0.0051508 | 0.0052461 | 0.0053313 | 0.0054167 | 0.0055024
Gen_BB013 | MW | SEPD | System Transformation | Dounreay | 0.011615 | 0.012355 | 0.013466 | 0.014872 | 0.016703 | 0.018755 | 0.021224 | 0.026056 | 0.030705 | 0.032079 | 0.033434 | 0.034772 | 0.036087 | 0.037392 | 0.038686 | 0.039973 | 0.041253 | 0.042394 | 0.04354 | 0.044686 | 0.045835 | 0.046992 | 0.048092 | 0.049122 | 0.05008 | 0.050771 | 0.05146 | 0.052085 | 0.052647 | 0.053139 | 0.053632 | 0.054126
Gen_BB014 | MW | SEPD | System Transformation | Dounreay | 0 | 0 | 0 | 0 | 0 | 0 | 0 | 0 | 0 | 0 | 0 | 0 | 0 | 0 | 0 | 0 | 0 | 0 | 0 | 0 | 0 | 0 | 0 | 0 | 0 | 0 | 0 | 0 | 0 | 0 | 0 | 0
Gen_BB015 | MW | SEPD | System Transformation | Dounreay | 5 | 5 | 5 | 5 | 5 | 5 | 5 | 5 | 5 | 5 | 5 | 5 | 5 | 5 | 5 | 5 | 5 | 5 | 5 | 6.25 | 6.25 | 6.25 | 6.25 | 6.25 | 6.25 | 6.25 | 6.25 | 6.25 | 6.25 | 6.25 | 6.25 | 6.25
Gen_BB016 | MW | SEPD | System Transformation | Dounreay | 0 | 0 | 0 | 0 | 0 | 0 | 0 | 0 | 0 | 0 | 0 | 0 | 0 | 0 | 0 | 0 | 0 | 0 | 0 | 0 | 0 | 0 | 0 | 0 | 0 | 0 | 0 | 0 | 0 | 0 | 0 | 0
Gen_BB017 | MW | SEPD | System Transformation | Dounreay | 0 | 0 | 0 | 0 | 0 | 0 | 0 | 0 | 0 | 0 | 0 | 0 | 0 | 0 | 0 | 0 | 0 | 0 | 0 | 0 | 0 | 0 | 0 | 0 | 0 | 0 | 0 | 0 | 0 | 0 | 0 | 0
Gen_BB018 | MW | SEPD | System Transformation | Dounreay | 0 | 0 | 0 | 0 | 0 | 0 | 0 | 0 | 0 | 0 | 0 | 0 | 0 | 0 | 0 | 0 | 0 | 0 | 0 | 0 | 0 | 0 | 0 | 0 | 0 | 0 | 0 | 0 | 0 | 0 | 0 | 0
Hydrogen electrolysis | MW | SEPD | System Transformation | Dounreay | 0 | 0 | 0 | 0 | 0 | 0 | 0 | 0 | 0 | 0 | 0 | 0 | 0 | 0 | 0 | 0 | 0 | 0 | 0 | 0 | 0 | 0 | 0 | 0 | 0 | 0 | 0 | 0 | 0 | 0 | 0 | 0
Lct_BB001 | Number | SEPD | System Transformation | Dounreay | 0.5418 | 0.72 | 1.0739 | 1.8837 | 2.9379 | 4.3659 | 6.0667 | 7.7065 | 9.3428 | 10.9838 | 12.6194 | 14.262 | 17.6176 | 21.952 | 26.9215 | 32.4148 | 38.5526 | 44.8605 | 51.0602 | 56.8365 | 61.9198 | 66.1284 | 69.4225 | 71.7856 | 73.2781 | 72.9793 | 72.8423 | 71.9728 | 70.8471 | 69.2597 | 67.5227 | 65.6786
Lct_BB003 | Number | SEPD | System Transformation | Dounreay | 0 | 0 | 0 | 0 | 0 | 0 | 0 | 0 | 0 | 0 | 0 | 0 | 0 | 0 | 0 | 0 | 0 | 0 | 0 | 0 | 0 | 0 | 0 | 0 | 0 | 0 | 0 | 0 | 0 | 0 | 0 | 0
Lct_BB005 | Number | SEPD | System Transformation | Dounreay | 0.927 | 1.319 | 1.469 | 1.762 | 2.0269 | 2.318 | 2.925 | 3.62 | 4.201 | 4.747 | 5.9099 | 7.2221 | 8.666 | 10.1089 | 11.564 | 13.0279 | 14.4971 | 15.6139 | 16.733 | 17.857 | 18.9799 | 20.108 | 21.532 | 22.963 | 24.413 | 25.877 | 27.352 | 27.352 | 27.352 | 27.352 | 27.352 | 27.352
Lct_BB006 | Number | SEPD | System Transformation | Dounreay | 0 | 0 | 0 | 0 | 0 | 0 | 0 | 0 | 0 | 0 | 0 | 0 | 0 | 0 | 0 | 0 | 0 | 0 | 0 | 0 | 0 | 0 | 0 | 0 | 0 | 0 | 0 | 0 | 0 | 0 | 0 | 0
Lct_BB007 | Number | SEPD | System Transformation | Dounreay | 0 | 0 | 0 | 0 | 0 | 0 | 0 | 0 | 0 | 0 | 0 | 0 | 0 | 0 | 0 | 0 | 0 | 0 | 0 | 0 | 0 | 0 | 0 | 0 | 0 | 0 | 0 | 0 | 0 | 0 | 0 | 0
Lct_BB008 | Number | SEPD | System Transformation | Dounreay | 0 | 0 | 0 | 0 | 0 | 0 | 0 | 0 | 0 | 0 | 0 | 0 | 0 | 0 | 0 | 0 | 0 | 0 | 0 | 0 | 0 | 0 | 0 | 0 | 0 | 0 | 0 | 0 | 0 | 0 | 0 | 0
Lct_BB010b | MW | SEPD | System Transformation | Dounreay | 0 | 0.0028 | 0.0028 | 0.0056 | 0.0084 | 0.0182 | 0.021 | 0.0266 | 0.0392 | 0.0434 | 0.049 | 0.0574 | 0.0686 | 0.0868 | 0.1106 | 0.1316 | 0.1554 | 0.266 | 0.2842 | 0.2842 | 0.2842 | 0.2842 | 0.2842 | 0.2842 | 0.2842 | 0.2842 | 0.2842 | 0.2842 | 0.2842 | 0.2842 | 0.2842 | 0.2842
Lct_BB011b | MW | SEPD | System Transformation | Dounreay | 0 | 0.0008 | 0.00114 | 0.00249 | 0.00403 | 0.0058 | 0.00796 | 0.01025 | 0.01297 | 0.01626 | 0.02012 | 0.0247 | 0.03167 | 0.04006 | 0.04989 | 0.061 | 0.07282 | 0.08525 | 0.09761 | 0.10915 | 0.1192 | 0.1273 | 0.13332 | 0.13739 | 0.13955 | 0.13955 | 0.13955 | 0.13955 | 0.13955 | 0.13955 | 0.13955 | 0.13955
Lct_BB012b | MW | SEPD | System Transformation | Dounreay | 0 | 0 | 0 | 3e-05 | 7e-05 | 0.00011 | 0.00016 | 0.0002 | 0.00025 | 0.00031 | 0.00039 | 0.00048 | 0.00063 | 0.00081 | 0.00101 | 0.00123 | 0.00144 | 0.00165 | 0.00185 | 0.00203 | 0.00218 | 0.00229 | 0.00236 | 0.0024 | 0.0024 | 0.0024 | 0.0024 | 0.0024 | 0.0024 | 0.0024 | 0.0024 | 0.0024
Lct_BB013b | MW | SEPD | System Transformation | Dounreay | 0 | 0 | 0 | 0 | 0 | 0 | 0 | 0 | 0 | 0 | 0 | 0 | 0 | 0 | 0 | 0 | 0 | 0 | 0 | 0 | 0 | 0 | 0 | 0 | 0 | 0 | 0 | 0 | 0 | 0 | 0 | 0
Lct_BB014 | Number | SEPD | System Transformation | Dounreay | 0.14179 | 0.14288 | 0.16067 | 0.18241 | 0.20619 | 0.2331 | 0.26397 | 0.23598 | 0.26412 | 0.29563 | 0.33051 | 0.37016 | 0.31349 | 0.35366 | 0.39921 | 0.45051 | 0.50814 | 0.75992 | 0.8186 | 0.88324 | 0.95519 | 1.0343 | 1.1216 | 1.2183 | 1.3239 | 1.4415 | 1.5715 | 1.7719 | 1.9972 | 2.2517 | 2.5381 | 2.8606
Other generation | MW | SEPD | System Transformation | Dounreay | 0 | 0 | 0 | 0 | 0 | 0 | 0 | 0 | 0 | 0 | 0 | 0 | 0 | 0 | 0 | 0 | 0 | 0 | 0 | 0 | 0 | 0 | 0 | 0 | 0 | 0 | 0 | 0 | 0 | 0 | 0 | 0
Srg_BB001 | MW | SEPD | System Transformation | Dounreay | 0 | 0 | 0.0010038 | 0.002082 | 0.0030976 | 0.0041693 | 0.0057648 | 0.012666 | 0.014773 | 0.016852 | 0.018747 | 0.022061 | 0.022403 | 0.02295 | 0.023562 | 0.023851 | 0.025403 | 0.026029 | 0.026733 | 0.027591 | 0.028639 | 0.029431 | 0.030153 | 0.030902 | 0.031498 | 0.032053 | 0.032622 | 0.03281 | 0.032988 | 0.033157 | 0.033319 | 0.033474
Srg_BB002 | MW | SEPD | System Transformation | Dounreay | 0 | 0 | 5.2711e-06 | 1.1188e-05 | 1.799e-05 | 2.5945e-05 | 3.5414e-05 | 8.4019e-05 | 8.8769e-05 | 9.316e-05 | 9.8329e-05 | 0.00010326 | 0.00010797 | 0.00011246 | 0.00011678 | 0.00012096 | 0.00012505 | 0.00012905 | 0.00013249 | 0.00013593 | 0.0001393 | 0.00014265 | 0.00017503 | 0.00020885 | 0.00024383 | 0.00027983 | 0.00031513 | 0.0003195 | 0.0003233 | 0.00032655 | 0.00032927 | 0.00033195
Data centres (MW) | MW | SEPD | System Transformation | Dudhope | 0 | 0 | 0 | 0 | 0 | 0 | 0 | 0 | 0 | 0 | 0 | 0 | 0 | 0 | 0 | 0 | 0 | 0 | 0 | 0 | 0 | 0 | 0 | 0 | 0 | 0 | 0 | 0 | 0 | 0 | 0 | 0
Dem_BB001a | Number of homes (cumulative) | SEPD | System Transformation | Dudhope | 0 | 208.4072 | 326.0945 | 484.3473 | 546.6311 | 599.8644 | 631.1983 | 656.4154 | 681.4661 | 706.7891 | 731.782 | 757.4829 | 773.3726 | 788.7673 | 799.5001 | 817.3607 | 858.8272 | 860.4575 | 862.2388 | 863.8084 | 865.2309 | 866.421 | 867.0811 | 867.6233 | 868.0599 | 868.4067 | 868.6909 | 868.9228 | 869.1107 | 869.2472 | 869.3379 | 869.3809
Dem_BB002b | Floorspace (m2) (cumulative) | SEPD | System Transformation | Dudhope | 0 | 0 | 0 | 600 | 650 | 700 | 750 | 800 | 850 | 900 | 950 | 1000 | 1000 | 1000 | 1000 | 1000 | 1600 | 1650 | 1700 | 1750 | 1800 | 1850 | 1900 | 1950 | 2000 | 2000 | 2000 | 2000 | 2000 | 2000 | 2000 | 2000
Domestic direct electric heating | Number | SEPD | System Transformation | Dudhope | 3603.0264 | 3625.4908 | 3638.2327 | 3655.2967 | 3661.9919 | 3667.7153 | 3596.2595 | 3546.6077 | 3498.112 | 3450.4556 | 3403.4764 | 3357.2696 | 3310.6279 | 3265.0852 | 3222.6312 | 3191.6128 | 3156.1551 | 3121.7502 | 3087.0653 | 3053.2094 | 3020.0299 | 2987.3216 | 2956.4366 | 2926.1083 | 2896.2531 | 2866.9866 | 2837.8867 | 2809.0188 | 2780.5212 | 2752.3225 | 2724.4959 | 2696.9708
Gas: Hydrogen peaking | MW | SEPD | System Transformation | Dudhope | 0 | 0 | 0 | 0 | 0 | 0 | 0 | 0 | 0 | 0 | 0 | 0 | 0 | 0 | 0 | 0 | 0 | 0 | 0 | 0 | 0 | 0 | 0 | 0 | 0.15 | 0.15 | 0.21 | 0.21 | 0.21 | 0.21 | 0.21 | 0.21
Gen_BB001 | MW | SEPD | System Transformation | Dudhope | 0.21 | 0.21 | 0.21 | 0.21 | 0.21 | 0.21 | 0.21 | 0.21 | 0.21 | 0.21 | 0.21 | 0.21 | 0.21 | 0.21 | 0.21 | 0.21 | 0.21 | 0.21 | 0.21 | 0.21 | 0.21 | 0.21 | 0.21 | 0.21 | 0.06 | 0.06 | 0 | 0 | 0 | 0 | 0 | 0
Gen_BB004 | MW | SEPD | System Transformation | Dudhope | 0 | 0 | 0 | 0 | 0 | 0 | 0 | 0 | 0 | 0 | 0 | 0 | 0 | 0 | 0 | 0 | 0 | 0 | 0 | 0 | 0 | 0 | 0 | 0 | 0 | 0 | 0 | 0 | 0 | 0 | 0 | 0
Gen_BB005 | MW | SEPD | System Transformation | Dudhope | 0 | 0 | 0 | 0 | 0 | 0 | 0 | 0 | 0 | 0 | 0 | 0 | 0 | 0 | 0 | 0 | 0 | 0 | 0 | 0 | 0 | 0 | 0 | 0 | 0 | 0 | 0 | 0 | 0 | 0 | 0 | 0
Gen_BB006 | MW | SEPD | System Transformation | Dudhope | 0 | 0 | 0 | 0 | 0 | 0 | 0 | 0 | 0 | 0 | 0 | 0 | 0 | 0 | 0 | 0 | 0 | 0 | 0 | 0 | 0 | 0 | 0 | 0 | 0 | 0 | 0 | 0 | 0 | 0 | 0 | 0
Gen_BB008 | MW | SEPD | System Transformation | Dudhope | 0 | 0 | 0 | 0 | 0 | 0 | 0 | 0 | 0 | 0 | 0 | 0 | 0 | 0 | 0 | 0 | 0 | 0 | 0 | 0 | 0 | 0 | 0 | 0 | 0 | 0 | 0 | 0 | 0 | 0 | 0 | 0
Gen_BB010 | MW | SEPD | System Transformation | Dudhope | 0 | 0 | 0 | 0 | 0 | 0 | 0 | 0 | 0 | 0 | 0 | 0 | 0 | 0 | 0 | 0 | 0 | 0 | 0 | 0 | 0 | 0 | 0 | 0 | 0 | 0 | 0 | 0 | 0 | 0 | 0 | 0
Gen_BB011 | MW | SEPD | System Transformation | Dudhope | 0 | 0 | 0 | 0 | 0 | 0 | 0 | 0 | 0 | 0 | 0 | 0 | 0 | 0 | 0 | 0 | 0 | 0 | 0 | 0 | 0 | 0 | 0 | 0 | 0 | 0 | 0 | 0 | 0 | 0 | 0 | 0
Gen_BB012 | MW | SEPD | System Transformation | Dudhope | 0.25322 | 0.25357 | 0.25417 | 0.25501 | 0.25624 | 0.25778 | 0.25983 | 0.26443 | 0.26944 | 0.27853 | 0.28863 | 0.29946 | 0.3108 | 0.32259 | 0.33477 | 0.34734 | 0.36019 | 0.37177 | 0.38363 | 0.39559 | 0.40775 | 0.42013 | 0.43204 | 0.44327 | 0.45382 | 0.46143 | 0.46908 | 0.47599 | 0.48219 | 0.48765 | 0.49314 | 0.49866
Gen_BB013 | MW | SEPD | System Transformation | Dudhope | 0.15551 | 0.18691 | 0.22353 | 0.28486 | 0.33048 | 0.38024 | 0.42821 | 0.50503 | 0.58143 | 0.72172 | 0.86185 | 1.0027 | 1.1339 | 1.268 | 1.4081 | 1.5519 | 1.7037 | 1.848 | 1.9881 | 2.1324 | 2.2798 | 2.4294 | 2.5871 | 2.7405 | 2.8887 | 3.015 | 3.1412 | 3.2615 | 3.3761 | 3.485 | 3.5942 | 3.7036
Gen_BB014 | MW | SEPD | System Transformation | Dudhope | 0 | 0 | 0 | 0 | 0 | 0 | 0 | 0 | 0 | 0 | 0 | 0 | 0 | 0 | 0 | 0 | 0 | 0 | 0 | 0 | 0 | 0 | 0 | 0 | 0 | 0 | 0 | 0 | 0 | 0 | 0 | 0
Gen_BB015 | MW | SEPD | System Transformation | Dudhope | 0 | 0 | 0 | 0 | 0 | 0 | 0 | 0 | 0 | 0 | 0 | 0 | 0 | 0 | 0 | 0 | 0 | 0 | 0 | 0 | 0 | 0 | 0 | 0 | 0 | 0 | 0 | 0 | 0 | 0 | 0 | 0
Gen_BB016 | MW | SEPD | System Transformation | Dudhope | 0 | 0 | 0 | 0 | 0 | 0 | 0 | 0 | 0 | 0 | 0 | 0 | 0 | 0 | 0 | 0 | 0 | 0 | 0 | 0 | 0 | 0 | 0 | 0 | 0 | 0 | 0 | 0 | 0 | 0 | 0 | 0
Gen_BB017 | MW | SEPD | System Transformation | Dudhope | 0 | 0 | 0 | 0 | 0 | 0 | 0 | 0 | 0 | 0 | 0 | 0 | 0 | 0 | 0 | 0 | 0 | 0 | 0 | 0 | 0 | 0 | 0 | 0 | 0 | 0 | 0 | 0 | 0 | 0 | 0 | 0
Gen_BB018 | MW | SEPD | System Transformation | Dudhope | 0 | 0 | 0 | 0 | 0 | 0 | 0 | 0 | 0 | 0 | 0 | 0 | 0 | 0 | 0 | 0 | 0 | 0 | 0 | 0 | 0 | 0 | 0 | 0 | 0 | 0 | 0 | 0 | 0 | 0 | 0 | 0
Hydrogen electrolysis | MW | SEPD | System Transformation | Dudhope | 0 | 0 | 0 | 0 | 0 | 0 | 0 | 0 | 0 | 0 | 0 | 0 | 0 | 0 | 0 | 0 | 0 | 0 | 0 | 0 | 0 | 0.7 | 0.7 | 0.7 | 0.7 | 1.4 | 1.4 | 1.4 | 2 | 2 | 2 | 2
Lct_BB001 | Number | SEPD | System Transformation | Dudhope | 23.5345 | 38.1112 | 67.2193 | 139.2633 | 235.0777 | 375.1116 | 626.4456 | 1261.8628 | 1897.2487 | 2532.6193 | 3167.9894 | 3803.3501 | 4509.6324 | 5520.3027 | 6601.0474 | 7710.8355 | 8844.3492 | 9927.4058 | 10919.6049 | 11788.1354 | 12534.9812 | 13148.3342 | 13630.3238 | 13905.0521 | 14104.9721 | 14185.0915 | 14658.9002 | 14533.36 | 14365.0184 | 14116.1153 | 13829.2322 | 13489.0733
Lct_BB003 | Number | SEPD | System Transformation | Dudhope | 0 | 0 | 0 | 0 | 0 | 0 | 0 | 0 | 0 | 0 | 0 | 0 | 0 | 0 | 0 | 0 | 0 | 0 | 0 | 0 | 0 | 0 | 0 | 0 | 0 | 0 | 0 | 0 | 0 | 0 | 0 | 0
Lct_BB005 | Number | SEPD | System Transformation | Dudhope | 20.875 | 145.7242 | 195.0777 | 288.7345 | 370.9342 | 459.703 | 640.7969 | 848.456 | 1021.2106 | 1166.8155 | 1453.5261 | 1547.4451 | 1642.7846 | 1735.1445 | 1824.1763 | 1912.87 | 1999.2027 | 2102.6217 | 2205.632 | 2308.3125 | 2410.5162 | 2510.9355 | 2695.9828 | 2882.7036 | 3065.1713 | 3246.8343 | 3427.2381 | 3438.9789 | 3451.3908 | 3464.4737 | 3478.3495 | 3492.3795
Lct_BB006 | Number | SEPD | System Transformation | Dudhope | 0 | 0 | 58.2462 | 115.7398 | 172.478 | 228.465 | 283.7005 | 345.2246 | 405.7395 | 465.2451 | 523.7398 | 554.658 | 686.9765 | 817.8401 | 947.2475 | 1075.1996 | 1201.6944 | 1312.3956 | 1421.7225 | 1529.6743 | 1636.2517 | 1741.4548 | 1833.2604 | 1924.4507 | 2015.0269 | 2104.9881 | 2194.3342 | 2194.3342 | 2194.3342 | 2194.3342 | 2194.3342 | 2194.3342
Lct_BB007 | Number | SEPD | System Transformation | Dudhope | 72.9261 | 94.0773 | 102.2029 | 118.0364 | 132.4492 | 147.9551 | 180.0754 | 216.7192 | 246.6815 | 273.9307 | 328.6026 | 377.7005 | 431.2345 | 484.7474 | 538.2394 | 591.7104 | 645.1605 | 687.845 | 730.4701 | 773.0358 | 815.5423 | 857.9891 | 917.1392 | 979.9694 | 1044.0392 | 1108.5948 | 1173.6296 | 1156.3367 | 1132.3369 | 1107.9633 | 1085.2379 | 1063.0418
Lct_BB008 | Number | SEPD | System Transformation | Dudhope | 0 | 0 | 1.7629 | 3.5029 | 5.2202 | 6.9147 | 8.5864 | 10.4484 | 12.2799 | 14.0809 | 15.8513 | 17.5912 | 25.0374 | 32.4016 | 39.6839 | 46.8842 | 54.0026 | 60.2323 | 66.3846 | 72.4595 | 78.4571 | 84.3772 | 89.5434 | 94.6752 | 99.7722 | 104.8347 | 109.8625 | 109.8625 | 109.8625 | 109.8625 | 109.8625 | 109.8625
Lct_BB010b | MW | SEPD | System Transformation | Dudhope | 0.084 | 0.0922 | 0.13749 | 0.20918 | 0.33296 | 0.47927 | 0.9658 | 1.4741 | 1.9867 | 2.5007 | 3.0447 | 3.6244 | 4.5977 | 5.7791 | 7.1683 | 8.7363 | 10.4807 | 12.374 | 14.4419 | 16.5769 | 18.3299 | 19.7162 | 20.7637 | 21.4464 | 21.9777 | 21.9777 | 21.9777 | 21.9777 | 21.9777 | 21.9777 | 21.9777 | 21.9777
Lct_BB011b | MW | SEPD | System Transformation | Dudhope | 0.546 | 0.5583 | 0.57019 | 0.59879 | 0.63216 | 0.67121 | 0.71879 | 0.77062 | 0.83252 | 0.90688 | 0.99559 | 1.1018 | 1.2508 | 1.4296 | 1.6404 | 1.8817 | 2.1467 | 2.4319 | 2.7254 | 3.0131 | 3.2806 | 3.52 | 3.7287 | 3.9097 | 4.0643 | 4.191 | 4.3166 | 4.4423 | 4.5715 | 4.6961 | 4.7828 | 4.8522
Lct_BB012b | MW | SEPD | System Transformation | Dudhope | 0.708 | 0.7176 | 0.72736 | 0.75747 | 0.79364 | 0.83634 | 0.88883 | 0.94533 | 1.0136 | 1.0959 | 1.194 | 1.3107 | 1.4973 | 1.7217 | 1.9851 | 2.2856 | 2.6054 | 2.9453 | 3.2898 | 3.6199 | 3.9179 | 4.1717 | 4.375 | 4.5294 | 4.6311 | 4.653 | 4.6641 | 4.669 | 4.669 | 4.669 | 4.669 | 4.669
Lct_BB013b | MW | SEPD | System Transformation | Dudhope | 0 | 0 | 0 | 0 | 0 | 0 | 0 | 0 | 0 | 0 | 0 | 0 | 0 | 0 | 0 | 0 | 0 | 0 | 0 | 0 | 0 | 0 | 0 | 0 | 0 | 0 | 0 | 0 | 0 | 0 | 0 | 0
Lct_BB014 | Number | SEPD | System Transformation | Dudhope | 101.9834 | 102.7661 | 115.5597 | 131.1995 | 148.3008 | 167.6541 | 189.8553 | 199.5587 | 223.3583 | 249.997 | 279.4992 | 313.0274 | 322.0621 | 363.3327 | 410.128 | 462.8386 | 522.0459 | 780.7075 | 840.9964 | 907.4029 | 981.3249 | 1062.5864 | 1044.9786 | 1135.1217 | 1233.4782 | 1343.0895 | 1464.2014 | 1650.8692 | 1860.7963 | 2097.9364 | 2364.7631 | 2665.2291
Other generation | MW | SEPD | System Transformation | Dudhope | 0 | 0 | 0 | 0 | 0 | 0 | 0 | 0 | 0 | 0 | 0 | 0 | 0 | 0 | 0 | 0 | 0 | 0 | 0 | 0 | 0 | 0 | 0 | 0 | 0 | 0 | 0 | 0 | 0 | 0 | 0 | 0
Srg_BB001 | MW | SEPD | System Transformation | Dudhope | 0 | 0.12436 | 0.13679 | 0.14923 | 0.16167 | 0.1741 | 0.18654 | 0.38551 | 0.39795 | 0.41038 | 0.42282 | 0.43526 | 0.49097 | 0.54867 | 0.60836 | 0.67004 | 0.73372 | 0.74864 | 0.76356 | 0.77849 | 0.79341 | 0.80833 | 0.99487 | 1.1814 | 1.3679 | 1.5545 | 1.741 | 1.741 | 1.741 | 1.741 | 1.741 | 1.741
Srg_BB002 | MW | SEPD | System Transformation | Dudhope | 0 | 0 | 7.0137e-05 | 0.00014858 | 0.00023841 | 0.00034309 | 0.00046728 | 0.0011017 | 0.0011635 | 0.0012348 | 0.0013338 | 0.0014413 | 0.0015552 | 0.0016736 | 0.0017963 | 0.0019231 | 0.0020542 | 0.0021881 | 0.0023082 | 0.0024328 | 0.0025591 | 0.002689 | 0.0039782 | 0.0053578 | 0.0068151 | 0.0083356 | 0.009846 | 0.010035 | 0.010201 | 0.010344 | 0.010464 | 0.010584
Data centres (MW) | MW | SEPD | System Transformation | Dumfin GSP | 0 | 0 | 0 | 0 | 0 | 0 | 0 | 0 | 0 | 0 | 0 | 0 | 0 | 0 | 0 | 0 | 0 | 0 | 0 | 0 | 0 | 0 | 0 | 0 | 0 | 0 | 0 | 0 | 0 | 0 | 0 | 0
Dem_BB001a | Number of homes (cumulative) | SEPD | System Transformation | Dumfin GSP | 0 | 0 | 0 | 0 | 0 | 0 | 0 | 0 | 0 | 0 | 0 | 0 | 0 | 0 | 0 | 0 | 0 | 0.049108 | 0.10277 | 0.15005 | 0.1929 | 0.25073 | 0.28281 | 0.30916 | 0.33037 | 0.34723 | 0.36104 | 0.37231 | 0.38144 | 0.38807 | 0.39248 | 0.39457
Dem_BB002b | Floorspace (m2) (cumulative) | SEPD | System Transformation | Dumfin GSP | 0 | 0 | 0 | 0 | 0 | 0 | 0 | 0 | 0 | 0 | 0 | 0 | 0 | 0 | 0 | 0 | 0 | 0 | 0 | 0 | 0 | 0 | 0 | 0 | 0 | 0 | 0 | 0 | 0 | 0 | 0 | 0
Domestic direct electric heating | Number | SEPD | System Transformation | Dumfin GSP | 18.4581 | 18.4581 | 18.4581 | 18.4581 | 18.4581 | 18.4581 | 18.0284 | 17.8178 | 17.6093 | 17.403 | 17.1988 | 16.9964 | 16.7963 | 16.598 | 16.4036 | 16.259 | 16.0915 | 15.9256 | 15.7615 | 15.5988 | 15.438 | 15.3998 | 15.362 | 15.3243 | 15.287 | 15.3689 | 15.4491 | 15.528 | 15.6064 | 15.6842 | 15.7617 | 15.839
Gas: Hydrogen peaking | MW | SEPD | System Transformation | Dumfin GSP | 0 | 0 | 0 | 0 | 0 | 0 | 0 | 0 | 0 | 0 | 0 | 0 | 0 | 0 | 0 | 0 | 0 | 0 | 0 | 0 | 0 | 0 | 0 | 0 | 0 | 0 | 0 | 0 | 0 | 0 | 0 | 0
Gen_BB001 | MW | SEPD | System Transformation | Dumfin GSP | 0 | 0 | 0 | 0 | 0 | 0 | 0 | 0 | 0 | 0 | 0 | 0 | 0 | 0 | 0 | 0 | 0 | 0 | 0 | 0 | 0 | 0 | 0 | 0 | 0 | 0 | 0 | 0 | 0 | 0 | 0 | 0
Gen_BB004 | MW | SEPD | System Transformation | Dumfin GSP | 0 | 0 | 0 | 0 | 0 | 0 | 0 | 0 | 0 | 0 | 0 | 0 | 0 | 0 | 0 | 0 | 0 | 0 | 0 | 0 | 0 | 0 | 0 | 0 | 0 | 0 | 0 | 0 | 0 | 0 | 0 | 0
Gen_BB005 | MW | SEPD | System Transformation | Dumfin GSP | 0 | 0 | 0 | 0 | 0 | 0 | 0 | 0 | 0 | 0 | 0 | 0 | 0 | 0 | 0 | 0 | 0 | 0 | 0 | 0 | 0 | 0 | 0 | 0 | 0 | 0 | 0 | 0 | 0 | 0 | 0 | 0
Gen_BB006 | MW | SEPD | System Transformation | Dumfin GSP | 0 | 0 | 0 | 0 | 0 | 0 | 0 | 0 | 0 | 0 | 0 | 0 | 0 | 0 | 0 | 0 | 0 | 0 | 0 | 0 | 0 | 0 | 0 | 0 | 0 | 0 | 0 | 0 | 0 | 0 | 0 | 0
Gen_BB008 | MW | SEPD | System Transformation | Dumfin GSP | 0 | 0 | 0 | 0 | 0 | 0 | 0 | 0 | 0 | 0 | 0 | 0 | 0 | 0 | 0 | 0 | 0 | 0 | 0 | 0 | 0 | 0 | 0 | 0 | 0 | 0 | 0 | 0 | 0 | 0 | 0 | 0
Gen_BB010 | MW | SEPD | System Transformation | Dumfin GSP | 0 | 0 | 0 | 0 | 0 | 0 | 0 | 0 | 0 | 0 | 0 | 0 | 0 | 0 | 0 | 0 | 0 | 0 | 0 | 0 | 0 | 0 | 0 | 0 | 0 | 0 | 0 | 0 | 0 | 0 | 0 | 0
Gen_BB011 | MW | SEPD | System Transformation | Dumfin GSP | 0 | 0 | 0 | 0 | 0 | 0 | 0 | 0 | 0 | 0 | 0 | 0 | 0 | 0 | 0 | 0 | 0 | 0 | 0 | 0 | 0 | 0 | 0 | 0 | 0 | 0 | 0 | 0 | 0 | 0 | 0 | 0
Gen_BB012 | MW | SEPD | System Transformation | Dumfin GSP | 0 | 3.3174e-05 | 8.1892e-05 | 0.00014043 | 0.0002118 | 0.00028603 | 0.00036822 | 0.00051138 | 0.00063076 | 0.00076968 | 0.00089312 | 0.0010041 | 0.0011056 | 0.0011999 | 0.0012886 | 0.0013726 | 0.0014526 | 0.0015209 | 0.0015867 | 0.0016498 | 0.0017107 | 0.0017697 | 0.001825 | 0.0018762 | 0.0019239 | 0.0019596 | 0.0019952 | 0.0020278 | 0.0020575 | 0.0020845 | 0.0021115 | 0.0021385
Gen_BB013 | MW | SEPD | System Transformation | Dumfin GSP | 0.015488 | 0.01549 | 0.01549 | 0.015492 | 0.015492 | 0.015497 | 0.015502 | 0.015515 | 0.015535 | 0.015845 | 0.016153 | 0.016458 | 0.016761 | 0.017062 | 0.017362 | 0.01766 | 0.017956 | 0.018223 | 0.01849 | 0.018757 | 0.019024 | 0.020375 | 0.021719 | 0.023052 | 0.024376 | 0.026742 | 0.029119 | 0.031493 | 0.033864 | 0.036234 | 0.038614 | 0.041006
Gen_BB014 | MW | SEPD | System Transformation | Dumfin GSP | 0 | 0 | 0 | 0 | 0 | 0 | 0 | 0 | 0 | 0 | 0 | 0 | 0 | 0 | 0 | 0 | 0 | 0 | 0 | 0 | 0 | 0 | 0 | 0 | 0 | 0 | 0 | 0 | 0 | 0 | 0 | 0
Gen_BB015 | MW | SEPD | System Transformation | Dumfin GSP | 0 | 0 | 0 | 0 | 0 | 0 | 0 | 0 | 0 | 0 | 0 | 0 | 0 | 0 | 0 | 0 | 0 | 0 | 0 | 0 | 0 | 0 | 0 | 0 | 0 | 0 | 0 | 0 | 0 | 0 | 0 | 0
Gen_BB016 | MW | SEPD | System Transformation | Dumfin GSP | 0 | 0 | 0 | 0 | 0 | 0 | 0 | 0 | 0 | 0 | 0 | 0 | 0 | 0 | 0 | 0 | 0 | 0 | 0 | 0 | 0 | 0 | 0 | 0 | 0 | 0 | 0 | 0 | 0 | 0 | 0 | 0
Gen_BB017 | MW | SEPD | System Transformation | Dumfin GSP | 0 | 0 | 0 | 0 | 0 | 0 | 0 | 0 | 0 | 0 | 0 | 0 | 0 | 0 | 0 | 0 | 0 | 0 | 0 | 0 | 0 | 0 | 0 | 0 | 0 | 0 | 0 | 0 | 0 | 0 | 0 | 0
Gen_BB018 | MW | SEPD | System Transformation | Dumfin GSP | 0 | 0 | 0 | 0 | 0 | 0 | 0 | 0 | 0 | 0 | 0 | 0 | 0 | 0 | 0 | 0 | 0 | 0 | 0 | 0 | 0 | 0 | 0 | 0 | 0 | 0 | 0 | 0 | 0 | 0 | 0 | 0
Hydrogen electrolysis | MW | SEPD | System Transformation | Dumfin GSP | 0 | 0 | 0 | 0 | 0 | 0 | 0 | 0 | 0 | 0 | 0 | 0 | 0 | 0 | 0 | 0 | 0 | 0 | 0 | 0 | 0.7 | 0.7 | 0.7 | 0.7 | 1.4 | 1.4 | 1.4 | 1.4 | 2 | 2 | 2 | 2
Lct_BB001 | Number | SEPD | System Transformation | Dumfin GSP | 0.618 | 0.8643 | 1.3579 | 2.4891 | 3.997 | 6.0721 | 11.3628 | 18.5163 | 25.6537 | 32.8094 | 39.9566 | 47.0926 | 57.6499 | 71.4831 | 87.0059 | 103.8604 | 122.2485 | 140.8776 | 158.8866 | 175.4542 | 189.9701 | 201.9674 | 211.3617 | 217.8318 | 222.0075 | 221.6388 | 223.1455 | 220.6616 | 217.4384 | 212.8512 | 207.7707 | 202.2353
Lct_BB003 | Number | SEPD | System Transformation | Dumfin GSP | 0 | 0 | 0 | 0 | 0 | 0 | 0 | 0 | 0 | 0 | 0 | 0 | 0 | 0 | 0 | 0 | 0 | 0 | 0 | 0 | 0 | 0 | 0 | 0 | 0 | 0 | 0 | 0 | 0 | 0 | 0 | 0
Lct_BB005 | Number | SEPD | System Transformation | Dumfin GSP | 15.517 | 16.0266 | 16.2252 | 16.6017 | 16.9614 | 17.3688 | 18.2082 | 19.1779 | 20.034 | 20.8581 | 22.7406 | 26.4683 | 30.5361 | 34.6347 | 38.759 | 42.8967 | 47.0652 | 50.2248 | 53.4 | 56.5809 | 59.7717 | 63.0954 | 67.2761 | 71.4856 | 75.7457 | 80.2388 | 84.7839 | 85.1688 | 85.5758 | 86.0047 | 86.4597 | 86.9197
Lct_BB006 | Number | SEPD | System Transformation | Dumfin GSP | 0 | 0 | 0 | 0 | 0 | 0 | 0 | 0 | 0 | 0 | 0 | 0 | 0 | 0 | 0 | 0 | 0 | 0 | 0 | 0 | 0 | 0 | 0 | 0 | 0 | 0 | 0 | 0 | 0 | 0 | 0 | 0
Lct_BB007 | Number | SEPD | System Transformation | Dumfin GSP | 0 | 0 | 0 | 0 | 0 | 0 | 0 | 0 | 0 | 0 | 0 | 0 | 0 | 0 | 0 | 0 | 0 | 0 | 0 | 0 | 0 | 0 | 0 | 0 | 0 | 0 | 0 | 0 | 0 | 0 | 0 | 0
Lct_BB008 | Number | SEPD | System Transformation | Dumfin GSP | 0 | 0 | 0 | 0 | 0 | 0 | 0 | 0 | 0 | 0 | 0 | 0 | 0 | 0 | 0 | 0 | 0 | 0 | 0 | 0 | 0 | 0 | 0 | 0 | 0 | 0 | 0 | 0 | 0 | 0 | 0 | 0
Lct_BB010b | MW | SEPD | System Transformation | Dumfin GSP | 0.028 | 0.028 | 0.028 | 0.0308 | 0.0336 | 0.0378 | 0.0546 | 0.0784 | 0.0952 | 0.126 | 0.1386 | 0.1694 | 0.2002 | 0.2422 | 0.2982 | 0.3472 | 0.4284 | 0.5712 | 0.6678 | 0.805 | 0.8498 | 0.882 | 0.8904 | 0.8904 | 0.8904 | 0.8904 | 0.8904 | 0.8904 | 0.8904 | 0.8904 | 0.8904 | 0.8904
Lct_BB011b | MW | SEPD | System Transformation | Dumfin GSP | 0 | 0.0002 | 0.00158 | 0.00345 | 0.00556 | 0.00812 | 0.01123 | 0.01457 | 0.01852 | 0.02324 | 0.0288 | 0.03542 | 0.04534 | 0.05729 | 0.07136 | 0.08726 | 0.10431 | 0.12227 | 0.14026 | 0.15721 | 0.17218 | 0.18448 | 0.194 | 0.20089 | 0.20525 | 0.20673 | 0.20819 | 0.20965 | 0.21116 | 0.21261 | 0.21362 | 0.21443
Lct_BB012b | MW | SEPD | System Transformation | Dumfin GSP | 0 | 0 | 1e-05 | 0.00035 | 0.00085 | 0.00146 | 0.0022 | 0.00285 | 0.00361 | 0.00452 | 0.00559 | 0.00685 | 0.00899 | 0.01148 | 0.01429 | 0.01738 | 0.02046 | 0.02359 | 0.0266 | 0.02931 | 0.03157 | 0.03331 | 0.03448 | 0.03515 | 0.03529 | 0.03535 | 0.03539 | 0.03541 | 0.03541 | 0.03541 | 0.03541 | 0.03541
Lct_BB013b | MW | SEPD | System Transformation | Dumfin GSP | 0 | 0.0008 | 0.00164 | 0.00307 | 0.00437 | 0.00556 | 0.00671 | 0.00943 | 0.01265 | 0.01646 | 0.02095 | 0.02625 | 0.03574 | 0.04718 | 0.0607 | 0.07627 | 0.09328 | 0.11168 | 0.13077 | 0.14966 | 0.16752 | 0.18376 | 0.1981 | 0.21057 | 0.22096 | 0.22703 | 0.23208 | 0.23617 | 0.23939 | 0.24182 | 0.24182 | 0.24182
Lct_BB014 | Number | SEPD | System Transformation | Dumfin GSP | 0.083407 | 0.084047 | 0.094511 | 0.1073 | 0.12129 | 0.13712 | 0.15527 | 0.13881 | 0.15537 | 0.1739 | 0.19442 | 0.21774 | 0.1844 | 0.20803 | 0.23483 | 0.26501 | 0.29891 | 0.44701 | 0.48153 | 0.51955 | 0.56188 | 0.6084 | 0.65974 | 0.71665 | 0.77875 | 0.84795 | 0.92442 | 1.0423 | 1.1748 | 1.3245 | 1.493 | 1.6827
Other generation | MW | SEPD | System Transformation | Dumfin GSP | 0 | 0 | 0 | 0 | 0 | 0 | 0 | 0 | 0 | 0 | 0 | 0 | 0 | 0 | 0 | 0 | 0 | 0 | 0 | 0 | 0 | 0 | 0 | 0 | 0 | 0 | 0 | 0 | 0 | 0 | 0 | 0
Srg_BB001 | MW | SEPD | System Transformation | Dumfin GSP | 0 | 0 | 0 | 0 | 0 | 0 | 0 | 0 | 0 | 0 | 0 | 0 | 0 | 0 | 0 | 0 | 0 | 0 | 0 | 0 | 0 | 0 | 0 | 0 | 0 | 0 | 0 | 0 | 0 | 0 | 0 | 0
Srg_BB002 | MW | SEPD | System Transformation | Dumfin GSP | 0 | 0 | 6.0634e-06 | 1.2226e-05 | 1.8536e-05 | 2.5109e-05 | 3.2025e-05 | 6.0967e-05 | 6.3369e-05 | 6.5538e-05 | 6.8036e-05 | 7.0368e-05 | 7.2557e-05 | 7.4605e-05 | 7.6543e-05 | 7.8392e-05 | 8.0173e-05 | 8.189e-05 | 8.3352e-05 | 8.4795e-05 | 8.6194e-05 | 8.7571e-05 | 0.00010073 | 0.00011435 | 0.00012832 | 0.00014264 | 0.0001566 | 0.00015831 | 0.0001598 | 0.00016108 | 0.00016213 | 0.00016318
Data centres (MW) | MW | SEPD | System Transformation | Dungervan | 0 | 0 | 0 | 0 | 0 | 0 | 0 | 0 | 0 | 0 | 0 | 0 | 0 | 0 | 0 | 0 | 0 | 0 | 0 | 0 | 0 | 0 | 0 | 0 | 0 | 0 | 0 | 0 | 0 | 0 | 0 | 0
Dem_BB001a | Number of homes (cumulative) | SEPD | System Transformation | Dungervan | 0 | 0 | 0 | 0 | 0 | 0 | 0 | 0 | 0 | 0 | 0 | 0 | 0 | 0 | 0 | 0 | 0 | 0.39757 | 0.83198 | 1.2148 | 1.5617 | 1.8782 | 2.0537 | 2.1979 | 2.314 | 2.4062 | 2.4818 | 2.5435 | 2.5934 | 2.6297 | 2.6539 | 2.6653
Dem_BB002b | Floorspace (m2) (cumulative) | SEPD | System Transformation | Dungervan | 0 | 0 | 0 | 0 | 0 | 6675 | 13906.25 | 15018.75 | 16131.25 | 17243.75 | 18356.25 | 19468.75 | 20581.25 | 21693.75 | 22250 | 22250 | 22250 | 22250 | 22250 | 22250 | 22250 | 22250 | 22250 | 22250 | 22250 | 22250 | 22250 | 22250 | 22250 | 22250 | 22250 | 22250
Domestic direct electric heating | Number | SEPD | System Transformation | Dungervan | 1293.2994 | 1293.2972 | 1293.2983 | 1293.2983 | 1293.2983 | 1293.2983 | 1278.2143 | 1270.8218 | 1263.5041 | 1256.2613 | 1249.0932 | 1241.9884 | 1235.2265 | 1228.5214 | 1220.177 | 1215.238 | 1209.4859 | 1204.038 | 1198.3924 | 1192.915 | 1187.6221 | 1182.6181 | 1177.9123 | 1173.3684 | 1169.1115 | 1164.9021 | 1160.7218 | 1156.5716 | 1152.4739 | 1148.416 | 1144.4129 | 1140.452
Gas: Hydrogen peaking | MW | SEPD | System Transformation | Dungervan | 0 | 0 | 0 | 0 | 0 | 0 | 0 | 0 | 0 | 0 | 0 | 0 | 0 | 0 | 0 | 0 | 0 | 0 | 0 | 0 | 0 | 0 | 0 | 0 | 0 | 0 | 0 | 0 | 0 | 0 | 0 | 0
Gen_BB001 | MW | SEPD | System Transformation | Dungervan | 0 | 0 | 0 | 0 | 0 | 0 | 0 | 0 | 0 | 0 | 0 | 0 | 0 | 0 | 0 | 0 | 0 | 0 | 0 | 0 | 0 | 0 | 0 | 0 | 0 | 0 | 0 | 0 | 0 | 0 | 0 | 0
Gen_BB004 | MW | SEPD | System Transformation | Dungervan | 0 | 0 | 0 | 0 | 0 | 0 | 0 | 0 | 0 | 0 | 0 | 0 | 0 | 0 | 0 | 0 | 0 | 0 | 0 | 0 | 0 | 0 | 0 | 0 | 0 | 0 | 0 | 0 | 0 | 0 | 0 | 0
Gen_BB005 | MW | SEPD | System Transformation | Dungervan | 0 | 0 | 0 | 0 | 0 | 0 | 0 | 0 | 0 | 0 | 0 | 0 | 0 | 0 | 0 | 0 | 0 | 0 | 0 | 0 | 0 | 0 | 0 | 0 | 0 | 0 | 0 | 0 | 0 | 0 | 0 | 0
Gen_BB006 | MW | SEPD | System Transformation | Dungervan | 0 | 0 | 0 | 0 | 0 | 0 | 0 | 0 | 0 | 0 | 0 | 0 | 0 | 0 | 0 | 0 | 0 | 0 | 0 | 0 | 0 | 0 | 0 | 0 | 0 | 0 | 0 | 0 | 0 | 0 | 0 | 0
Gen_BB008 | MW | SEPD | System Transformation | Dungervan | 0 | 0 | 0 | 0 | 0 | 0 | 0 | 0 | 0 | 0 | 0 | 0 | 0 | 0 | 0 | 0 | 0 | 0 | 0 | 0 | 0 | 0 | 0 | 0 | 0 | 0 | 0 | 0 | 0 | 0 | 0 | 0
Gen_BB010 | MW | SEPD | System Transformation | Dungervan | 0 | 0 | 0 | 0 | 0 | 0 | 0 | 0 | 0 | 0 | 0 | 0 | 0 | 0 | 0 | 0 | 0 | 0 | 0 | 0 | 0 | 0 | 0 | 0 | 0 | 0 | 0 | 0 | 0 | 0 | 0 | 0
Gen_BB011 | MW | SEPD | System Transformation | Dungervan | 0 | 0 | 0 | 0 | 0 | 0 | 0 | 0 | 0 | 0 | 0 | 0 | 0 | 0 | 0 | 0 | 0 | 0 | 0 | 0 | 0 | 0 | 0 | 0 | 0 | 0 | 0 | 0 | 0 | 0 | 0 | 0
Gen_BB012 | MW | SEPD | System Transformation | Dungervan | 0.01024 | 0.011006 | 0.012178 | 0.013664 | 0.0156 | 0.017776 | 0.020401 | 0.025599 | 0.030659 | 0.03714 | 0.043628 | 0.05009 | 0.056517 | 0.062937 | 0.069371 | 0.075835 | 0.082309 | 0.088054 | 0.093844 | 0.099604 | 0.10539 | 0.11121 | 0.11677 | 0.122 | 0.12689 | 0.13046 | 0.13403 | 0.13727 | 0.14018 | 0.14278 | 0.14537 | 0.14798
Gen_BB013 | MW | SEPD | System Transformation | Dungervan | 0.35197 | 0.35783 | 0.36658 | 0.37768 | 0.39206 | 0.40828 | 0.42778 | 0.46598 | 0.50288 | 0.55377 | 0.60387 | 0.65316 | 0.70339 | 0.75307 | 0.80449 | 0.85898 | 0.9145 | 0.96683 | 1.0174 | 1.069 | 1.1221 | 1.1776 | 1.2333 | 1.2874 | 1.341 | 1.3846 | 1.4281 | 1.4692 | 1.5078 | 1.5441 | 1.5804 | 1.6168
Gen_BB014 | MW | SEPD | System Transformation | Dungervan | 0 | 0 | 0 | 0 | 0 | 0 | 0 | 0 | 0 | 0 | 0 | 0 | 0 | 0 | 0 | 0 | 0 | 0 | 0 | 0 | 0 | 0 | 0 | 0 | 0 | 0 | 0 | 0 | 0 | 0 | 0 | 0
Gen_BB015 | MW | SEPD | System Transformation | Dungervan | 28.5 | 28.5 | 28.5 | 28.5 | 28.5 | 28.5 | 28.5 | 28.5 | 28.5 | 29.7659 | 31.3137 | 32.5489 | 35.2757 | 44.0997 | 45.3086 | 46.5072 | 47.6948 | 48.8393 | 49.9386 | 52.8656 | 53.8684 | 54.8198 | 56.1306 | 57.0701 | 58.0029 | 58.9283 | 59.8458 | 60.7798 | 61.7307 | 62.6987 | 63.6841 | 64.6873
Gen_BB016 | MW | SEPD | System Transformation | Dungervan | 1.1105 | 1.1105 | 1.1131 | 1.117 | 1.1237 | 1.1383 | 2.0883 | 2.1197 | 2.1533 | 2.1886 | 2.2253 | 2.2626 | 2.3005 | 2.3576 | 2.4142 | 2.4896 | 2.5434 | 2.6145 | 2.6626 | 3.0434 | 3.1927 | 3.251 | 3.3085 | 3.339 | 3.3674 | 3.3936 | 3.4179 | 3.4397 | 3.4594 | 3.4771 | 3.493 | 3.5066
Gen_BB017 | MW | SEPD | System Transformation | Dungervan | 0 | 0 | 0 | 0 | 0 | 0 | 0 | 0 | 0 | 0 | 0 | 0 | 0 | 0 | 0 | 0 | 0 | 0 | 0 | 0 | 0 | 0 | 0 | 0 | 0 | 0 | 0 | 0 | 0 | 0 | 0 | 0
Gen_BB018 | MW | SEPD | System Transformation | Dungervan | 2.5187 | 2.5187 | 2.5187 | 2.5187 | 2.5233 | 2.5637 | 2.5721 | 2.5844 | 2.5948 | 2.608 | 2.6184 | 2.6317 | 2.642 | 2.6553 | 2.6686 | 2.6789 | 2.6923 | 2.7024 | 2.7152 | 2.7249 | 2.7375 | 2.7497 | 2.7589 | 2.7709 | 2.7827 | 2.7915 | 2.803 | 2.8145 | 2.8258 | 2.834 | 2.845 | 2.8552
Hydrogen electrolysis | MW | SEPD | System Transformation | Dungervan | 0 | 0 | 0 | 0 | 0 | 0 | 0 | 0 | 0 | 0 | 0 | 0 | 0 | 0 | 0 | 0 | 0 | 0 | 0 | 0 | 0 | 0 | 0 | 0 | 0 | 0 | 0 | 0.7 | 0.7 | 0.7 | 0.7 | 0.7
Lct_BB001 | Number | SEPD | System Transformation | Dungervan | 19.9224 | 26.812 | 40.3514 | 71.0558 | 111.3513 | 165.6025 | 290.3882 | 444.9424 | 599.4884 | 754.0551 | 908.6016 | 1063.1826 | 1317.539 | 1639.3361 | 2005.4379 | 2408.4678 | 2855.2087 | 3312.5224 | 3759.9808 | 4175.2963 | 4540.4028 | 4842.3462 | 5078.7333 | 5246.2629 | 5352.6676 | 5334.942 | 5338.6489 | 5276.2786 | 5195.33 | 5080.8519 | 4955.3151 | 4820.955
Lct_BB003 | Number | SEPD | System Transformation | Dungervan | 0 | 0 | 0 | 0 | 0 | 0 | 0 | 0 | 0 | 0 | 0 | 0 | 0 | 0 | 0 | 0 | 0 | 0 | 0 | 0 | 0 | 0 | 0 | 0 | 0 | 0 | 0 | 0 | 0 | 0 | 0 | 0
Lct_BB005 | Number | SEPD | System Transformation | Dungervan | 297.0917 | 325.7293 | 336.7675 | 358.2917 | 377.9059 | 399.659 | 444.7759 | 496.7734 | 541.0894 | 582.906 | 673.9754 | 788.7361 | 914.4487 | 1040.7718 | 1168.1083 | 1296.435 | 1425.4891 | 1523.9102 | 1622.5522 | 1721.6185 | 1821.0628 | 1921.1193 | 2047.5418 | 2174.851 | 2304.0525 | 2434.6457 | 2566.6813 | 2569.9533 | 2573.4124 | 2577.0584 | 2580.9254 | 2584.8354
Lct_BB006 | Number | SEPD | System Transformation | Dungervan | 0 | 0 | 0 | 0 | 0 | 0 | 0 | 0 | 0 | 0 | 0 | 0 | 0 | 0 | 0 | 0 | 0 | 0 | 0 | 0 | 0 | 0 | 0 | 0 | 0 | 0 | 0 | 0 | 0 | 0 | 0 | 0
Lct_BB007 | Number | SEPD | System Transformation | Dungervan | 0 | 0 | 0 | 0 | 0 | 0 | 0 | 0 | 0 | 0 | 0 | 0 | 0 | 0 | 0 | 0 | 0 | 0 | 0 | 0 | 0 | 0 | 0 | 0 | 0 | 0 | 0 | 0 | 0 | 0 | 0 | 0
Lct_BB008 | Number | SEPD | System Transformation | Dungervan | 0 | 0 | 0 | 0 | 0 | 0 | 0 | 0 | 0 | 0 | 0 | 0 | 0 | 0 | 0 | 0 | 0 | 0 | 0 | 0 | 0 | 0 | 0 | 0 | 0 | 0 | 0 | 0 | 0 | 0 | 0 | 0
Lct_BB010b | MW | SEPD | System Transformation | Dungervan | 0.035 | 0.04626 | 0.06481 | 0.18286 | 0.33321 | 0.56769 | 1.102 | 1.6459 | 2.1257 | 2.7414 | 3.325 | 3.839 | 4.8436 | 5.9412 | 7.3555 | 9.0376 | 10.7899 | 14.4282 | 19.22 | 21.5504 | 22.5446 | 23.1491 | 23.3357 | 23.6981 | 23.8443 | 23.8443 | 23.8443 | 23.8443 | 23.8443 | 23.8443 | 23.8443 | 23.8443
Lct_BB011b | MW | SEPD | System Transformation | Dungervan | 0.036 | 0.0378 | 0.04572 | 0.05698 | 0.07029 | 0.08578 | 0.10491 | 0.12542 | 0.14988 | 0.17912 | 0.21408 | 0.25546 | 0.31597 | 0.38819 | 0.47305 | 0.57007 | 0.67516 | 0.7876 | 0.9015 | 1.0109 | 1.1101 | 1.1958 | 1.2664 | 1.324 | 1.3683 | 1.3981 | 1.4277 | 1.4572 | 1.4877 | 1.517 | 1.5374 | 1.5537
Lct_BB012b | MW | SEPD | System Transformation | Dungervan | 0.383 | 0.3835 | 0.38405 | 0.38871 | 0.3948 | 0.40177 | 0.41004 | 0.42027 | 0.43287 | 0.44834 | 0.4671 | 0.48949 | 0.52668 | 0.57161 | 0.62459 | 0.68529 | 0.74979 | 0.81874 | 0.8893 | 0.95768 | 1.0205 | 1.0748 | 1.1192 | 1.1539 | 1.1774 | 1.188 | 1.1946 | 1.1974 | 1.1974 | 1.1974 | 1.1974 | 1.1974
Lct_BB013b | MW | SEPD | System Transformation | Dungervan | 0 | 0.0007 | 0.00131 | 0.00246 | 0.00351 | 0.00447 | 0.00539 | 0.00758 | 0.01016 | 0.01323 | 0.01685 | 0.02111 | 0.02874 | 0.03794 | 0.04881 | 0.06133 | 0.07501 | 0.0898 | 0.10515 | 0.12035 | 0.13472 | 0.14778 | 0.15932 | 0.16934 | 0.17769 | 0.18257 | 0.18663 | 0.18992 | 0.1925 | 0.19446 | 0.19446 | 0.19446
Lct_BB014 | Number | SEPD | System Transformation | Dungervan | 3.0611 | 3.0845 | 3.4685 | 3.938 | 4.4513 | 5.0322 | 5.6985 | 5.3843 | 6.0264 | 6.7451 | 7.5411 | 8.4458 | 8.2035 | 9.2547 | 10.4467 | 11.7893 | 13.2975 | 19.886 | 21.4217 | 23.1132 | 24.9961 | 27.066 | 31.5481 | 34.2695 | 37.2389 | 40.5481 | 44.2045 | 49.84 | 56.1777 | 63.337 | 71.3926 | 80.4637
Other generation | MW | SEPD | System Transformation | Dungervan | 0 | 0 | 0 | 0 | 0 | 0 | 0 | 0 | 0 | 0 | 0 | 0 | 0 | 0 | 0 | 0 | 0 | 0 | 0 | 0 | 0 | 0 | 0 | 0 | 0 | 0 | 0 | 0 | 0 | 0 | 0 | 0
Srg_BB001 | MW | SEPD | System Transformation | Dungervan | 0 | 0.02788 | 0.03639 | 0.045323 | 0.0539 | 0.062797 | 0.074679 | 0.15862 | 0.17342 | 0.18859 | 0.20324 | 0.2276 | 0.24251 | 0.26026 | 0.2792 | 0.29571 | 0.32479 | 0.33425 | 0.34463 | 0.35523 | 0.36761 | 0.3779 | 0.4262 | 0.47486 | 0.52221 | 0.56926 | 0.61654 | 0.61837 | 0.62012 | 0.62182 | 0.62347 | 0.62507
Srg_BB002 | MW | SEPD | System Transformation | Dungervan | 0 | 0 | 0.00014349 | 0.00029374 | 0.00045342 | 0.0006266 | 0.00081745 | 0.0016867 | 0.0017645 | 0.0018403 | 0.0019336 | 0.0020262 | 0.0021178 | 0.0022078 | 0.0022967 | 0.0023851 | 0.0024734 | 0.0025613 | 0.0026383 | 0.0027165 | 0.0027942 | 0.0028729 | 0.0036409 | 0.0044521 | 0.0052996 | 0.0061775 | 0.0070437 | 0.0071513 | 0.0072455 | 0.0073263 | 0.007394 | 0.0074612
Data centres (MW) | MW | SEPD | System Transformation | Dunoon | 0 | 0 | 0 | 0 | 0 | 0 | 0 | 0 | 0 | 0 | 0 | 0 | 0 | 0 | 0 | 0 | 0 | 0 | 0 | 0 | 0 | 0 | 0 | 0 | 0 | 0 | 0 | 0 | 0 | 0 | 0 | 0
Dem_BB001a | Number of homes (cumulative) | SEPD | System Transformation | Dunoon | 0 | 13.0964 | 60.3293 | 138.3505 | 231.3868 | 267.3985 | 294.4592 | 315.6218 | 333.7405 | 348.7405 | 365.8441 | 380.8441 | 390.8441 | 393.8441 | 394.8441 | 395.8441 | 395.8441 | 397.2509 | 398.7881 | 400.1425 | 401.37 | 402.4738 | 403.086 | 403.5889 | 403.9938 | 404.3155 | 404.5791 | 404.7942 | 404.9684 | 405.095 | 405.1791 | 405.219
Dem_BB002b | Floorspace (m2) (cumulative) | SEPD | System Transformation | Dunoon | 0 | 0 | 0 | 0 | 0 | 0 | 0 | 0 | 0 | 0 | 0 | 0 | 0 | 0 | 0 | 0 | 0 | 0 | 0 | 0 | 0 | 0 | 0 | 0 | 0 | 0 | 0 | 0 | 0 | 0 | 0 | 0
Domestic direct electric heating | Number | SEPD | System Transformation | Dunoon | 3097.2738 | 3098.6681 | 3103.7495 | 3112.1741 | 3122.2186 | 3126.1065 | 3070.7064 | 3037.4221 | 3004.2939 | 2971.2243 | 2938.8464 | 2906.5827 | 2875.0535 | 2843.7417 | 2814.4534 | 2793.5186 | 2769.4744 | 2746.2035 | 2722.6613 | 2699.8287 | 2677.5241 | 2655.9299 | 2635.7889 | 2615.968 | 2596.4948 | 2577.3689 | 2558.3512 | 2539.4805 | 2520.853 | 2502.4196 | 2484.2332 | 2466.2455
Gas: Hydrogen peaking | MW | SEPD | System Transformation | Dunoon | 0 | 0 | 0 | 0 | 0 | 0 | 0 | 0 | 0 | 0 | 0 | 0 | 0 | 0 | 0 | 0 | 0 | 0 | 0 | 0 | 0 | 0 | 0 | 0 | 0 | 0 | 0 | 0 | 0 | 0 | 0 | 0
Gen_BB001 | MW | SEPD | System Transformation | Dunoon | 0 | 0 | 0 | 0 | 0 | 0 | 0 | 0 | 0 | 0 | 0 | 0 | 0 | 0 | 0 | 0 | 0 | 0 | 0 | 0 | 0 | 0 | 0 | 0 | 0 | 0 | 0 | 0 | 0 | 0 | 0 | 0
Gen_BB004 | MW | SEPD | System Transformation | Dunoon | 0 | 0 | 0 | 0 | 0 | 0 | 0 | 0 | 0 | 0 | 0 | 0 | 0 | 0 | 0 | 0 | 0 | 0 | 0 | 0 | 0 | 0 | 0 | 0 | 0 | 0 | 0 | 0 | 0 | 0 | 0 | 0
Gen_BB005 | MW | SEPD | System Transformation | Dunoon | 0 | 0 | 0 | 0 | 0 | 0 | 0 | 0 | 0 | 0 | 0 | 0 | 0 | 0 | 0 | 0 | 0 | 0 | 0 | 0 | 0 | 0 | 0 | 0 | 0 | 0 | 0 | 0 | 0 | 0 | 0 | 0
Gen_BB006 | MW | SEPD | System Transformation | Dunoon | 0 | 0 | 0 | 0 | 0 | 0 | 0 | 0 | 0 | 0 | 0 | 0 | 0 | 0 | 0 | 0 | 0 | 0 | 0 | 0 | 0 | 0 | 0 | 0 | 0 | 0 | 0 | 0 | 0 | 0 | 0 | 0
Gen_BB008 | MW | SEPD | System Transformation | Dunoon | 0 | 0 | 0 | 0 | 0 | 0 | 0 | 0 | 0 | 0 | 0 | 0 | 0 | 0 | 0 | 0 | 0 | 0 | 0 | 0 | 0 | 0 | 0 | 0 | 0 | 0 | 0 | 0 | 0 | 0 | 0 | 0
Gen_BB010 | MW | SEPD | System Transformation | Dunoon | 0 | 0 | 0 | 0 | 0 | 0 | 0 | 0 | 0 | 0 | 0 | 0 | 0 | 0 | 0 | 0 | 0 | 0 | 0 | 0 | 0 | 0 | 0 | 0 | 0 | 0 | 0 | 0 | 0 | 0 | 0 | 0
Gen_BB011 | MW | SEPD | System Transformation | Dunoon | 0 | 0 | 0 | 0 | 0 | 0 | 0 | 0 | 0 | 0 | 0 | 0 | 0 | 0 | 0 | 0 | 0 | 0 | 0 | 0 | 0 | 0 | 0 | 0 | 0 | 0 | 0 | 0 | 0 | 0 | 0 | 0
Gen_BB012 | MW | SEPD | System Transformation | Dunoon | 0.29508 | 0.29733 | 0.30074 | 0.305 | 0.31048 | 0.31653 | 0.3237 | 0.33757 | 0.35072 | 0.36863 | 0.38661 | 0.40458 | 0.42248 | 0.44039 | 0.45836 | 0.47643 | 0.49455 | 0.51064 | 0.52688 | 0.54303 | 0.55926 | 0.5756 | 0.59122 | 0.60591 | 0.61965 | 0.62967 | 0.6397 | 0.6488 | 0.65699 | 0.66425 | 0.67155 | 0.67888
Gen_BB013 | MW | SEPD | System Transformation | Dunoon | 1.0384 | 1.0527 | 1.0808 | 1.1266 | 1.1916 | 1.2432 | 1.3003 | 1.397 | 1.4905 | 1.6455 | 1.801 | 1.9538 | 2.1064 | 2.2569 | 2.4112 | 2.5708 | 2.7359 | 2.8903 | 3.0416 | 3.197 | 3.3556 | 3.5196 | 3.6886 | 3.8511 | 4.0073 | 4.1364 | 4.2652 | 4.3873 | 4.5026 | 4.6111 | 4.7198 | 4.8288
Gen_BB014 | MW | SEPD | System Transformation | Dunoon | 0 | 0 | 0 | 0 | 0 | 0 | 0 | 0 | 0 | 0 | 0 | 0 | 0 | 0 | 0 | 0 | 0 | 0 | 0 | 0 | 0 | 0 | 0 | 0 | 0 | 0 | 0 | 0 | 0 | 0 | 0 | 0
Gen_BB015 | MW | SEPD | System Transformation | Dunoon | 29 | 29 | 29 | 29 | 29 | 29 | 29 | 29 | 29 | 29.4171 | 37.1771 | 37.5841 | 38.4825 | 39.6601 | 40.0584 | 40.4533 | 40.8446 | 41.2217 | 41.5839 | 41.9305 | 42.2609 | 42.5744 | 43.0062 | 43.3158 | 43.6231 | 43.928 | 44.2303 | 44.5381 | 44.8514 | 45.1703 | 45.495 | 45.8255
Gen_BB016 | MW | SEPD | System Transformation | Dunoon | 0.11879 | 0.11879 | 0.11964 | 0.12093 | 0.12312 | 0.12794 | 0.14441 | 0.15475 | 0.16584 | 0.17747 | 0.18955 | 0.20183 | 0.21432 | 0.23313 | 0.2518 | 0.27665 | 0.29438 | 0.31779 | 0.33362 | 0.35037 | 0.38474 | 0.40393 | 0.42289 | 0.43295 | 0.4423 | 0.45093 | 0.45893 | 0.46613 | 0.47261 | 0.47845 | 0.48369 | 0.48815
Gen_BB017 | MW | SEPD | System Transformation | Dunoon | 0 | 0 | 0 | 0 | 0 | 0 | 0 | 0 | 0 | 0 | 0 | 0 | 0 | 0 | 0 | 0 | 0 | 0 | 0 | 0 | 0 | 0 | 0 | 0 | 0 | 0 | 0 | 0 | 0 | 0 | 0 | 0
Gen_BB018 | MW | SEPD | System Transformation | Dunoon | 2.59 | 3.5 | 3.85 | 3.85 | 3.856 | 3.91 | 3.9212 | 3.9375 | 3.9513 | 3.969 | 3.9828 | 4.0006 | 4.0144 | 4.0321 | 4.0498 | 4.0636 | 4.0814 | 4.0949 | 4.112 | 4.1249 | 4.1416 | 4.158 | 4.1703 | 4.1863 | 4.202 | 4.2137 | 4.2291 | 4.2443 | 4.2594 | 4.2703 | 4.2851 | 4.2986
Hydrogen electrolysis | MW | SEPD | System Transformation | Dunoon | 0 | 0 | 0 | 0 | 0 | 0 | 0 | 0 | 0 | 0 | 0 | 0 | 0 | 0 | 0 | 0 | 0 | 0 | 0 | 0 | 0 | 0 | 0 | 0 | 0 | 0 | 0 | 0 | 0 | 0 | 0 | 0
Lct_BB001 | Number | SEPD | System Transformation | Dunoon | 37.8604 | 55.4648 | 90.8364 | 175.4637 | 287.2956 | 446.0631 | 787.482 | 1478.0588 | 2168.6082 | 2859.1028 | 3549.6306 | 4240.1648 | 5102.6973 | 6278.7459 | 7562.9578 | 8914.7652 | 10338.3433 | 11735.6068 | 13050.3887 | 14230.1867 | 15254.4013 | 16098.0285 | 16760.04 | 17177.2422 | 17461.9664 | 17502.5032 | 17874.348 | 17701.0056 | 17471.8428 | 17139.2007 | 16763.6966 | 16336.2427
Lct_BB003 | Number | SEPD | System Transformation | Dunoon | 0 | 0 | 0 | 0 | 0 | 0 | 0 | 0 | 0 | 0 | 0 | 0 | 0 | 0 | 0 | 0 | 0 | 0 | 0 | 0 | 0 | 0 | 0 | 0 | 0 | 0 | 0 | 0 | 0 | 0 | 0 | 0
Lct_BB005 | Number | SEPD | System Transformation | Dunoon | 213.9835 | 358.2725 | 415.2425 | 525.6717 | 627.1129 | 734.9873 | 957.1766 | 1212.1164 | 1419.2727 | 1600.3957 | 1913.6369 | 2068.3249 | 2236.4749 | 2404.6545 | 2572.9076 | 2742.3233 | 2909.7669 | 3055.2627 | 3199.6174 | 3343.7397 | 3487.4325 | 3630.2545 | 3838.1274 | 4047.5853 | 4254.9461 | 4463.6821 | 4670.5323 | 4680.7334 | 4691.5175 | 4702.8846 | 4714.9406 | 4727.1306
Lct_BB006 | Number | SEPD | System Transformation | Dunoon | 0 | 0 | 15.4461 | 30.6897 | 45.7345 | 60.5797 | 75.2241 | 91.5374 | 107.5818 | 123.361 | 138.8725 | 154.3367 | 220.5134 | 285.9634 | 350.6843 | 414.6738 | 477.9363 | 533.3008 | 587.9791 | 641.9675 | 695.2706 | 747.8839 | 793.797 | 839.4047 | 884.7035 | 929.6946 | 974.3797 | 974.3797 | 974.3797 | 974.3797 | 974.3797 | 974.3797
Lct_BB007 | Number | SEPD | System Transformation | Dunoon | 27.0166 | 34.8524 | 37.8627 | 43.7285 | 49.0679 | 54.8123 | 66.7118 | 80.2872 | 91.3872 | 101.4821 | 121.7362 | 139.9253 | 159.7578 | 179.5825 | 199.3994 | 219.2086 | 239.0101 | 254.8232 | 270.6144 | 286.3836 | 302.1308 | 317.8584 | 339.5803 | 362.9087 | 386.8093 | 410.9043 | 435.1982 | 426.2964 | 415.4918 | 405.3867 | 395.9552 | 387.0267
Lct_BB008 | Number | SEPD | System Transformation | Dunoon | 0 | 0 | 0.65306 | 1.2977 | 1.9339 | 2.5617 | 3.181 | 3.8709 | 4.5494 | 5.2166 | 5.8725 | 6.517 | 9.2756 | 12.0038 | 14.7017 | 17.3692 | 20.0063 | 22.3142 | 24.5935 | 26.844 | 29.0659 | 31.2591 | 33.173 | 35.0741 | 36.9624 | 38.8379 | 40.7006 | 40.7006 | 40.7006 | 40.7006 | 40.7006 | 40.7006
Lct_BB010b | MW | SEPD | System Transformation | Dunoon | 0.243 | 0.26005 | 0.32916 | 0.48765 | 0.75124 | 1.0634 | 2.1173 | 3.1496 | 4.1909 | 5.2504 | 6.3708 | 7.5091 | 9.5109 | 11.8287 | 14.5015 | 17.6038 | 21.1427 | 25.9337 | 32.2815 | 38.2901 | 42.4497 | 45.3104 | 47.2557 | 48.3463 | 48.915 | 48.915 | 48.915 | 48.915 | 48.915 | 48.915 | 48.915 | 48.915
Lct_BB011b | MW | SEPD | System Transformation | Dunoon | 0 | 0.0048 | 0.01849 | 0.0403 | 0.06539 | 0.09474 | 0.13058 | 0.16936 | 0.21572 | 0.27099 | 0.33691 | 0.41539 | 0.52911 | 0.66553 | 0.82559 | 1.008 | 1.206 | 1.4175 | 1.6325 | 1.8402 | 2.0295 | 2.1932 | 2.3299 | 2.4418 | 2.5296 | 2.5909 | 2.6516 | 2.7123 | 2.7749 | 2.8352 | 2.8771 | 2.9107
Lct_BB012b | MW | SEPD | System Transformation | Dunoon | 0.132 | 0.1324 | 0.13287 | 0.13865 | 0.14664 | 0.15634 | 0.16781 | 0.18009 | 0.19478 | 0.21286 | 0.23426 | 0.25961 | 0.30235 | 0.3532 | 0.41215 | 0.47907 | 0.54859 | 0.62167 | 0.6952 | 0.76492 | 0.82708 | 0.87913 | 0.92007 | 0.95023 | 0.96847 | 0.97651 | 0.98155 | 0.98373 | 0.98373 | 0.98373 | 0.98373 | 0.98373
Lct_BB013b | MW | SEPD | System Transformation | Dunoon | 0 | 0.0024 | 0.00471 | 0.0088 | 0.01254 | 0.01597 | 0.0193 | 0.02712 | 0.03636 | 0.04731 | 0.06023 | 0.07543 | 0.10265 | 0.13547 | 0.17426 | 0.21895 | 0.26778 | 0.3206 | 0.37538 | 0.42961 | 0.4809 | 0.52752 | 0.56868 | 0.60448 | 0.63431 | 0.65173 | 0.66623 | 0.67798 | 0.68722 | 0.69418 | 0.69418 | 0.69418
Lct_BB014 | Number | SEPD | System Transformation | Dunoon | 12.0258 | 12.1181 | 13.6267 | 15.4709 | 17.4875 | 19.7696 | 22.3876 | 25.2569 | 28.2691 | 31.6406 | 35.3745 | 39.6179 | 47.4094 | 53.4846 | 60.3732 | 68.1325 | 76.8481 | 114.9246 | 123.7995 | 133.5749 | 144.4567 | 156.4188 | 183.146 | 198.9448 | 216.1831 | 235.3939 | 256.6203 | 289.3362 | 326.1287 | 367.6906 | 414.4554 | 467.116
Other generation | MW | SEPD | System Transformation | Dunoon | 0 | 0 | 0 | 0 | 0 | 0 | 0 | 0 | 0 | 0 | 0 | 0 | 0 | 0 | 0 | 0 | 0 | 0 | 0 | 0 | 0 | 0 | 0 | 0 | 0 | 0 | 0 | 0 | 0 | 0 | 0 | 0
Srg_BB001 | MW | SEPD | System Transformation | Dunoon | 0 | 0.094645 | 0.10993 | 0.12565 | 0.141 | 0.15668 | 0.1754 | 0.36767 | 0.38989 | 0.41244 | 0.43713 | 0.4743 | 0.51972 | 0.56877 | 0.6202 | 0.6701 | 0.73501 | 0.75321 | 0.77239 | 0.79165 | 0.81278 | 0.83162 | 0.98051 | 1.1298 | 1.2776 | 1.4252 | 1.573 | 1.575 | 1.5769 | 1.5787 | 1.5805 | 1.5822
Srg_BB002 | MW | SEPD | System Transformation | Dunoon | 0 | 0 | 0.00041904 | 0.00085462 | 0.0013134 | 0.0018064 | 0.002344 | 0.0047486 | 0.0049606 | 0.0051678 | 0.0054238 | 0.0056782 | 0.0059303 | 0.0061784 | 0.0064239 | 0.0066683 | 0.0069128 | 0.0071562 | 0.0073698 | 0.0075867 | 0.0078026 | 0.008021 | 0.010156 | 0.012412 | 0.01477 | 0.017214 | 0.019625 | 0.019925 | 0.020187 | 0.020412 | 0.020601 | 0.020788
Data centres (MW) | MW | SEPD | System Transformation | Dyce | 0 | 0 | 0 | 0 | 0 | 0 | 0 | 0 | 0 | 0 | 0 | 0 | 0 | 0 | 0 | 0 | 0 | 0 | 0 | 0 | 0 | 0 | 0 | 0 | 0 | 0 | 0 | 0 | 0 | 0 | 0 | 0
Dem_BB001a | Number of homes (cumulative) | SEPD | System Transformation | Dyce | 0 | 28.4051 | 52.9236 | 136.2661 | 428.6212 | 773.9559 | 1015.3313 | 1166.6593 | 1318.92 | 1469.291 | 1619.5283 | 1767.0617 | 1904.4839 | 2021.9235 | 2111.9235 | 2204.9235 | 2284.9235 | 2335.2828 | 2377.768 | 2415.0768 | 2445.2629 | 2470.2801 | 2489.8442 | 2505.3077 | 2517.6809 | 2525.9773 | 2531.2203 | 2532.4184 | 2532.579 | 2532.6957 | 2532.7732 | 2532.81
Dem_BB002b | Floorspace (m2) (cumulative) | SEPD | System Transformation | Dyce | 0 | 9005.04 | 24961.1314 | 31839.8429 | 36218.8329 | 42848.1016 | 52894.3155 | 58904.9195 | 66707.2652 | 70427.3005 | 74188.2085 | 80990.8581 | 87584.0709 | 95043.4154 | 102502.4813 | 105211.2687 | 107669.981 | 109253.6183 | 110795.435 | 112295.51 | 113503.8433 | 114420.51 | 114920.51 | 115003.8433 | 115045.51 | 115045.51 | 115045.51 | 115045.51 | 115045.51 | 115045.51 | 115045.51 | 115045.51
Domestic direct electric heating | Number | SEPD | System Transformation | Dyce | 1634.1595 | 1637.1798 | 1639.8816 | 1648.8463 | 1680.3846 | 1717.6464 | 1748.0936 | 1745.4682 | 1743.3363 | 1741.0153 | 1738.6532 | 1736.1726 | 1733.4767 | 1728.8875 | 1721.0647 | 1719.714 | 1715.0832 | 1707.3017 | 1698.2148 | 1688.953 | 1679.3186 | 1669.6908 | 1660.8933 | 1651.93 | 1642.9427 | 1633.8035 | 1624.1083 | 1614.1381 | 1604.1336 | 1594.4566 | 1584.967 | 1575.6765
Gas: Hydrogen peaking | MW | SEPD | System Transformation | Dyce | 0 | 0 | 0 | 0 | 0 | 0 | 0 | 0 | 0 | 0 | 0 | 0 | 0 | 0 | 0 | 0 | 0 | 0 | 0 | 0 | 0 | 0 | 0 | 0 | 0 | 0 | 0 | 0 | 0 | 0 | 0 | 0
Gen_BB001 | MW | SEPD | System Transformation | Dyce | 0 | 0 | 0 | 0 | 0 | 0 | 0 | 0 | 0 | 0 | 0 | 0 | 0 | 0 | 0 | 0 | 0 | 0 | 0 | 0 | 0 | 0 | 0 | 0 | 0 | 0 | 0 | 0 | 0 | 0 | 0 | 0
Gen_BB004 | MW | SEPD | System Transformation | Dyce | 0.4 | 0.4 | 0.4 | 0.4 | 0.4 | 0.4 | 0.4 | 0.4 | 0.4 | 0.4 | 0.4 | 0.4 | 0.4 | 0.4 | 0.4 | 0.4 | 0.4 | 0.4 | 0.4 | 0.4 | 0.4 | 0.4 | 0.4 | 0.4 | 0.4 | 0.396 | 0.39204 | 0.3842 | 0.37652 | 0.36522 | 0.35426 | 0.34364
Gen_BB005 | MW | SEPD | System Transformation | Dyce | 0 | 0 | 0 | 0 | 0 | 0 | 0 | 0 | 0 | 0 | 0 | 0 | 0 | 0 | 0 | 0 | 0 | 0 | 0 | 0 | 0 | 0 | 0 | 0 | 0 | 0 | 0 | 0 | 0 | 0 | 0 | 0
Gen_BB006 | MW | SEPD | System Transformation | Dyce | 0 | 0 | 0 | 0 | 0 | 0 | 0 | 0 | 0 | 0 | 0 | 0 | 0 | 0 | 0 | 0 | 0 | 0 | 0 | 0 | 0 | 0 | 0 | 0 | 0 | 0 | 0 | 0 | 0 | 0 | 0 | 0
Gen_BB008 | MW | SEPD | System Transformation | Dyce | 0 | 0 | 0 | 0 | 0 | 0 | 0 | 0 | 0 | 0 | 0 | 0 | 0 | 0 | 0 | 0 | 0 | 0 | 0 | 0 | 0 | 0 | 0 | 0 | 0 | 0 | 0 | 0 | 0 | 0 | 0 | 0
Gen_BB010 | MW | SEPD | System Transformation | Dyce | 0 | 0 | 0 | 0 | 0 | 0 | 0 | 0 | 0 | 0 | 0 | 0 | 0 | 0 | 0 | 0 | 0 | 0 | 0 | 0 | 0 | 0 | 0 | 0 | 0 | 0 | 0 | 0 | 0 | 0 | 0 | 0
Gen_BB011 | MW | SEPD | System Transformation | Dyce | 0 | 0 | 0 | 0 | 0 | 0 | 0 | 0 | 0 | 0 | 0 | 0 | 0 | 0 | 0 | 0 | 0 | 0 | 0 | 0 | 0 | 0 | 0 | 0 | 0 | 0 | 0 | 0 | 0 | 0 | 0 | 0
Gen_BB012 | MW | SEPD | System Transformation | Dyce | 0.29507 | 0.29932 | 0.30601 | 0.31479 | 0.3267 | 0.34066 | 0.35819 | 0.81101 | 1.34 | 1.9456 | 2.6583 | 3.5843 | 4.6555 | 5.8715 | 7.1072 | 8.4029 | 9.4974 | 10.4104 | 10.8926 | 12.0749 | 12.4462 | 12.8109 | 13.1699 | 13.5281 | 14.2006 | 14.8606 | 15.5204 | 16.1144 | 16.6428 | 17.1055 | 17.5061 | 17.8442
Gen_BB013 | MW | SEPD | System Transformation | Dyce | 1.928 | 1.9872 | 2.0762 | 2.2057 | 2.4491 | 2.7579 | 3.0726 | 3.5301 | 3.9862 | 4.3629 | 4.7468 | 5.1361 | 5.5231 | 5.8975 | 6.2594 | 6.6319 | 6.9978 | 7.3076 | 7.6075 | 7.9041 | 8.1968 | 8.4886 | 8.7764 | 9.047 | 9.3019 | 9.5021 | 9.6987 | 9.8793 | 10.0452 | 10.1997 | 10.3545 | 10.5096
Gen_BB014 | MW | SEPD | System Transformation | Dyce | 0 | 0 | 0 | 0 | 0 | 0 | 0 | 0 | 0 | 0 | 0 | 0 | 0 | 0 | 0 | 0 | 0 | 0 | 0 | 0 | 0 | 0 | 0 | 0 | 0 | 0 | 0 | 0 | 0 | 0 | 0 | 0
Gen_BB015 | MW | SEPD | System Transformation | Dyce | 7.5 | 7.5 | 9 | 9 | 9 | 9 | 9 | 9 | 9 | 9.0786 | 9.1748 | 9.2515 | 9.4209 | 9.6429 | 9.718 | 11.6675 | 11.7413 | 11.8124 | 11.8807 | 11.946 | 12.0083 | 12.0674 | 12.1488 | 12.2072 | 12.2651 | 12.3226 | 12.3796 | 12.4376 | 12.4967 | 12.5569 | 12.6181 | 12.6804
Gen_BB016 | MW | SEPD | System Transformation | Dyce | 1.0694 | 1.0694 | 1.0696 | 1.0698 | 1.0702 | 1.0711 | 1.0742 | 1.0762 | 1.0783 | 1.0805 | 1.0827 | 1.0851 | 1.0874 | 1.091 | 1.0945 | 1.0992 | 1.1025 | 1.5569 | 1.5599 | 1.5631 | 1.5695 | 1.5732 | 1.5767 | 1.5786 | 1.5804 | 1.582 | 1.5835 | 1.5849 | 1.5861 | 1.5872 | 1.5882 | 1.589
Gen_BB017 | MW | SEPD | System Transformation | Dyce | 0 | 0 | 0 | 0 | 0 | 0 | 0 | 0 | 0 | 0 | 0 | 0 | 0 | 0 | 0 | 0 | 0 | 0 | 0 | 0 | 0 | 0 | 0 | 0 | 0 | 0 | 0 | 0 | 0 | 0 | 0 | 0
Gen_BB018 | MW | SEPD | System Transformation | Dyce | 0 | 0 | 0 | 0 | 0 | 0 | 0 | 0 | 0 | 0 | 0 | 0 | 0 | 0 | 0 | 0 | 0 | 0 | 0 | 0 | 0 | 0 | 0 | 0 | 0 | 0 | 0 | 0 | 0 | 0 | 0 | 0
Hydrogen electrolysis | MW | SEPD | System Transformation | Dyce | 0 | 0 | 0 | 0 | 0 | 0 | 0 | 0 | 0 | 0 | 0 | 0 | 0 | 0 | 0 | 0 | 0 | 0 | 0 | 0 | 0 | 0.7 | 0.7 | 0.7 | 0.7 | 1.4 | 1.4 | 1.4 | 1.4 | 2 | 2 | 2
Lct_BB001 | Number | SEPD | System Transformation | Dyce | 101.2538 | 139.3589 | 218.2408 | 398.2503 | 635.6977 | 961.6342 | 1450.973 | 2036.152 | 2625.1189 | 3219.6704 | 3820.9788 | 4430.1285 | 5395.0565 | 6695.8786 | 8158.759 | 9750.2808 | 11487.3908 | 13249.2701 | 14960.3503 | 16541.3861 | 17936.1883 | 19099.1779 | 20021.975 | 20670.2905 | 21107.9316 | 21129.8223 | 21294.827 | 21082.0147 | 20800.3299 | 20394.3057 | 19942.4295 | 19446.7105
Lct_BB003 | Number | SEPD | System Transformation | Dyce | 2.8848 | 3.3273 | 4.7279 | 6.4125 | 8.461 | 10.9692 | 14.0796 | 18.761 | 24.345 | 31.5659 | 40.2777 | 51.1619 | 65.8518 | 83.7583 | 105.9425 | 132.5335 | 164.6094 | 200.7683 | 239.5666 | 278.7089 | 315.7651 | 349.3423 | 378.8099 | 404.5094 | 427.2881 | 448.2205 | 464.7617 | 478.7174 | 492.4636 | 504.6954 | 510.6498 | 515.6811
Lct_BB005 | Number | SEPD | System Transformation | Dyce | 133.7863 | 157.0307 | 166.558 | 186.4237 | 212.9247 | 244.2831 | 290.0885 | 337.4312 | 379.0614 | 418.9576 | 497.0805 | 600.3351 | 712.3241 | 824.2733 | 936.1732 | 1050.0004 | 1164.2667 | 1271.3404 | 1378.1457 | 1485.313 | 1592.6797 | 1700.5846 | 1869.6732 | 2039.7044 | 2211.8317 | 2385.5489 | 2560.953 | 2571.3466 | 2581.9272 | 2593.2942 | 2605.3503 | 2617.5403
Lct_BB006 | Number | SEPD | System Transformation | Dyce | 0 | 0 | 10.4591 | 20.7834 | 30.9709 | 41.0251 | 50.9444 | 61.9923 | 72.8576 | 83.5417 | 94.0459 | 110.1221 | 178.9264 | 246.9728 | 314.2637 | 380.7966 | 446.571 | 504.1352 | 560.9825 | 617.1165 | 672.5359 | 727.2385 | 774.9761 | 822.394 | 869.4921 | 916.269 | 962.7287 | 962.7287 | 962.7287 | 962.7287 | 962.7287 | 962.7287
Lct_BB007 | Number | SEPD | System Transformation | Dyce | 25.1579 | 32.4546 | 35.2578 | 40.72 | 45.6921 | 51.0413 | 62.122 | 74.7634 | 85.0998 | 94.5002 | 113.3608 | 130.2985 | 148.7665 | 167.2273 | 185.6809 | 204.1272 | 222.5663 | 237.2916 | 251.9963 | 266.6806 | 281.3444 | 295.9876 | 315.4165 | 334.5939 | 354.578 | 374.6559 | 394.8178 | 394.6002 | 394.6319 | 394.6935 | 392.792 | 390.959
Lct_BB008 | Number | SEPD | System Transformation | Dyce | 0 | 0 | 0.60816 | 1.2084 | 1.8008 | 2.3854 | 2.962 | 3.6044 | 4.2363 | 4.8576 | 5.4683 | 6.0685 | 8.6373 | 11.1778 | 13.69 | 16.174 | 18.6297 | 20.7788 | 22.9012 | 24.9969 | 27.0659 | 29.1083 | 30.8905 | 32.6608 | 34.4192 | 36.1656 | 37.9001 | 37.9001 | 37.9001 | 37.9001 | 37.9001 | 37.9001
Lct_BB010b | MW | SEPD | System Transformation | Dyce | 0.62 | 0.92299 | 1.1964 | 1.7486 | 2.43 | 3.4152 | 4.9219 | 6.3949 | 7.9944 | 9.524 | 10.9762 | 12.4535 | 15.4721 | 19.2965 | 23.9168 | 28.9902 | 38.6677 | 50.3477 | 59.0851 | 63.6167 | 65.7494 | 67.2882 | 68.2176 | 68.5168 | 68.7442 | 68.7442 | 68.7442 | 68.7442 | 68.7442 | 68.7442 | 68.7442 | 68.7442
Lct_BB011b | MW | SEPD | System Transformation | Dyce | 0.051 | 0.0684 | 0.09698 | 0.15157 | 0.214 | 0.28678 | 0.37593 | 0.47152 | 0.58592 | 0.72302 | 0.88604 | 1.08 | 1.3626 | 1.702 | 2.1006 | 2.5551 | 3.0464 | 3.5696 | 4.1003 | 4.6089 | 5.0685 | 5.4627 | 5.7861 | 6.0441 | 6.2386 | 6.3638 | 6.4878 | 6.6119 | 6.7396 | 6.8626 | 6.9482 | 7.0168
Lct_BB012b | MW | SEPD | System Transformation | Dyce | 0.652 | 0.6662 | 0.68044 | 0.71862 | 0.76334 | 0.81546 | 0.87888 | 0.9561 | 1.0499 | 1.1633 | 1.2995 | 1.4628 | 1.7219 | 2.037 | 2.4113 | 2.8434 | 3.3102 | 3.8129 | 4.3294 | 4.832 | 5.2944 | 5.6971 | 6.0292 | 6.2912 | 6.4761 | 6.5269 | 6.5551 | 6.5673 | 6.5673 | 6.5673 | 6.5673 | 6.5673
Lct_BB013b | MW | SEPD | System Transformation | Dyce | 0 | 0 | 0 | 0 | 0 | 0 | 0 | 0 | 0 | 0 | 0 | 0 | 0 | 0 | 0 | 0 | 0 | 0 | 0 | 0 | 0 | 0 | 0 | 0 | 0 | 0 | 0 | 0 | 0 | 0 | 0 | 0
Lct_BB014 | Number | SEPD | System Transformation | Dyce | 20.7971 | 20.9567 | 23.5657 | 26.755 | 30.2424 | 34.1891 | 38.7165 | 46.7617 | 52.3385 | 58.5807 | 65.4938 | 73.3503 | 90.8023 | 102.4381 | 115.6316 | 130.4929 | 147.1858 | 220.1129 | 237.1108 | 255.8335 | 276.6751 | 299.586 | 348.8744 | 378.9694 | 411.8065 | 448.4011 | 488.8353 | 551.1558 | 621.2417 | 700.4128 | 789.495 | 889.808
Other generation | MW | SEPD | System Transformation | Dyce | 0.2 | 0.27 | 0.27 | 0.27 | 0.27 | 0.27 | 0.27 | 0.27 | 0.27 | 0.27 | 0.27 | 0.27 | 0.27 | 0.27 | 0.27 | 0.27 | 0.27 | 0.27 | 0.27 | 0.27 | 0.27 | 0.27 | 0.27 | 0.27 | 0.27 | 0.27 | 0.27 | 0.27 | 0.27 | 0.27 | 0.27 | 0.27
Srg_BB001 | MW | SEPD | System Transformation | Dyce | 0 | 0.14307 | 0.15918 | 0.17543 | 0.19156 | 0.2078 | 0.22498 | 0.46631 | 0.48441 | 0.50249 | 0.52027 | 0.54071 | 0.60545 | 0.67289 | 0.74275 | 0.81439 | 0.89128 | 0.90993 | 0.92877 | 0.94758 | 0.96676 | 0.98546 | 1.2015 | 1.4175 | 1.6333 | 1.849 | 2.0647 | 2.0651 | 2.0655 | 2.0658 | 2.0661 | 2.0664
Srg_BB002 | MW | SEPD | System Transformation | Dyce | 0 | 0 | 0.00080966 | 0.001675 | 0.0026174 | 0.003665 | 0.0048505 | 0.010491 | 0.011014 | 0.011512 | 0.012116 | 0.012705 | 0.013281 | 0.013841 | 0.014389 | 0.014928 | 0.015464 | 0.015993 | 0.016454 | 0.01692 | 0.017381 | 0.017845 | 0.022358 | 0.027107 | 0.032054 | 0.037168 | 0.042203 | 0.042828 | 0.043374 | 0.043842 | 0.044234 | 0.044622
Data centres (MW) | MW | SEPD | System Transformation | Elgin | 0 | 0 | 0 | 0 | 0 | 0 | 0 | 0 | 0 | 0 | 0 | 0 | 0 | 0 | 0 | 0 | 0 | 0 | 0 | 0 | 0 | 0 | 0 | 0 | 0 | 0 | 0 | 0 | 0 | 0 | 0 | 0
Dem_BB001a | Number of homes (cumulative) | SEPD | System Transformation | Elgin | 0 | 257.9888 | 553.2104 | 801.0709 | 1028.957 | 1242.6302 | 1412.6445 | 1574.6306 | 1737.6306 | 1890.6306 | 2042.6306 | 2201.6306 | 2358.6306 | 2507.6306 | 2640.6306 | 2780.6306 | 2918.6306 | 3056.878 | 3189.3337 | 3317.4975 | 3442.4585 | 3540.1459 | 3603.0817 | 3657.8504 | 3705.4694 | 3745.9612 | 3779.3641 | 3805.6928 | 3825.9593 | 3840.1528 | 3849.2814 | 3852.3423
Dem_BB002b | Floorspace (m2) (cumulative) | SEPD | System Transformation | Elgin | 0 | 19242.795 | 34637.031 | 48534.6052 | 73101.2235 | 99536.886 | 124284.5327 | 149127.1842 | 182744.9582 | 218455.3547 | 248338.3737 | 283614.0152 | 306651.765 | 330024.0442 | 342012.2792 | 353057.8917 | 371640.8817 | 379331.2492 | 384928.9942 | 389094.1167 | 391496.6167 | 393214.1167 | 394066.6167 | 394919.1167 | 395719.1167 | 395719.1167 | 395719.1167 | 395719.1167 | 395719.1167 | 395719.1167 | 395719.1167 | 395719.1167
Domestic direct electric heating | Number | SEPD | System Transformation | Elgin | 2835.1683 | 2863.1497 | 2895.1133 | 2922.0051 | 2946.7368 | 2969.8486 | 2981.6458 | 2964.6015 | 2948.6478 | 2931.7815 | 2915.0572 | 2899.7216 | 2886.5564 | 2874.5006 | 2861.6773 | 2858.482 | 2852.384 | 2847.1551 | 2840.2819 | 2833.8056 | 2827.5596 | 2818.7703 | 2808.0222 | 2796.9269 | 2785.5278 | 2773.5834 | 2760.6032 | 2746.8928 | 2732.771 | 2718.2631 | 2703.4666 | 2688.2897
Gas: Hydrogen peaking | MW | SEPD | System Transformation | Elgin | 0 | 0 | 0 | 0 | 0 | 0 | 0 | 0 | 0 | 0 | 0 | 0 | 0 | 0 | 0 | 0 | 0 | 0 | 0 | 0 | 0 | 0 | 0 | 0 | 0 | 0 | 0 | 0.25 | 0.3 | 0.3 | 0.3 | 0.3
Gen_BB001 | MW | SEPD | System Transformation | Elgin | 0.3 | 0.3 | 0.3 | 0.3 | 0.3 | 0.3 | 0.3 | 0.3 | 0.3 | 0.3 | 0.3 | 0.3 | 0.3 | 0.3 | 0.3 | 0.3 | 0.3 | 0.3 | 0.3 | 0.3 | 0.3 | 0.3 | 0.3 | 0.3 | 0.3 | 0.3 | 0.3 | 0.05 | 0 | 0 | 0 | 0
Gen_BB004 | MW | SEPD | System Transformation | Elgin | 1.498 | 1.708 | 1.708 | 1.708 | 1.708 | 1.708 | 1.708 | 1.708 | 1.708 | 1.708 | 1.708 | 1.708 | 1.708 | 1.708 | 1.708 | 1.708 | 1.708 | 1.708 | 1.708 | 1.708 | 1.708 | 1.708 | 1.708 | 1.708 | 1.708 | 1.6909 | 1.674 | 1.6405 | 1.6077 | 1.5595 | 1.5127 | 1.4673
Gen_BB005 | MW | SEPD | System Transformation | Elgin | 0 | 0 | 0 | 0 | 0 | 0 | 0 | 0 | 0 | 0 | 0 | 0 | 0 | 0 | 0 | 0 | 0 | 0 | 0 | 0 | 0 | 0 | 0 | 0 | 0 | 0 | 0 | 0 | 0 | 0 | 0 | 0
Gen_BB006 | MW | SEPD | System Transformation | Elgin | 0 | 0 | 0 | 0 | 0 | 0 | 0 | 0 | 0 | 0 | 0 | 0 | 0 | 0 | 0 | 0 | 0 | 0 | 0 | 0 | 0 | 0 | 0 | 0 | 0 | 0 | 0 | 0 | 0 | 0 | 0 | 0
Gen_BB008 | MW | SEPD | System Transformation | Elgin | 0 | 0 | 0 | 0 | 0 | 0 | 0 | 0 | 0 | 0 | 0 | 0 | 0 | 0 | 0 | 0 | 0 | 0 | 0 | 0 | 0 | 0 | 0 | 0 | 0 | 0 | 0 | 0 | 0 | 0 | 0 | 0
Gen_BB010 | MW | SEPD | System Transformation | Elgin | 0 | 0 | 0 | 0 | 0 | 0 | 0 | 0 | 0 | 0 | 0 | 0 | 0 | 0 | 0 | 0 | 0 | 0 | 0 | 0 | 0 | 0 | 0 | 0 | 0 | 0 | 0 | 0 | 0 | 0 | 0 | 0
Gen_BB011 | MW | SEPD | System Transformation | Elgin | 0 | 0 | 0 | 0 | 0 | 0 | 0 | 0 | 0 | 0 | 0 | 0 | 0 | 0 | 0 | 0 | 0 | 0 | 0 | 0 | 0 | 0 | 0 | 0 | 0 | 0 | 0 | 0 | 0 | 0 | 0 | 0
Gen_BB012 | MW | SEPD | System Transformation | Elgin | 0.81465 | 1.0214 | 1.0316 | 1.0441 | 1.06 | 1.0772 | 51.8304 | 52.504 | 53.1537 | 53.8781 | 54.6095 | 55.4168 | 56.284 | 57.2275 | 58.1842 | 59.1804 | 60.0512 | 60.7843 | 61.2375 | 62.1393 | 62.5108 | 62.8534 | 63.1716 | 63.4911 | 64.0308 | 64.5368 | 65.0434 | 65.5006 | 65.9084 | 66.2665 | 66.5827 | 66.8566
Gen_BB013 | MW | SEPD | System Transformation | Elgin | 3.136 | 3.1895 | 3.2845 | 3.4021 | 3.5482 | 3.7155 | 3.8923 | 4.1603 | 4.4358 | 4.8115 | 5.1938 | 5.5898 | 5.9989 | 6.4178 | 6.8351 | 7.2705 | 7.718 | 8.1447 | 8.5597 | 8.9773 | 9.3968 | 9.7929 | 10.1604 | 10.5092 | 10.8397 | 11.1126 | 11.3789 | 11.6256 | 11.8538 | 12.0635 | 12.2682 | 12.4669
Gen_BB014 | MW | SEPD | System Transformation | Elgin | 0 | 0 | 0 | 0 | 0 | 0 | 0 | 0 | 0 | 0 | 0 | 0 | 0 | 0 | 0 | 0 | 0 | 0 | 0 | 0 | 0 | 0 | 0 | 0 | 0 | 0 | 0 | 0 | 0 | 0 | 0 | 0
Gen_BB015 | MW | SEPD | System Transformation | Elgin | 92 | 92 | 92 | 92 | 92 | 92 | 92 | 92 | 92 | 92.086 | 92.1912 | 104.9251 | 105.1104 | 105.3532 | 105.4354 | 105.5168 | 105.5975 | 105.6753 | 105.75 | 116.1714 | 116.2396 | 116.3042 | 116.3933 | 116.4571 | 116.5205 | 116.5834 | 116.6457 | 116.7092 | 116.7738 | 116.8396 | 116.9065 | 116.9747
Gen_BB016 | MW | SEPD | System Transformation | Elgin | 0.024498 | 0.024498 | 0.024673 | 0.024938 | 0.02539 | 0.026384 | 0.029782 | 0.031914 | 0.0342 | 0.036599 | 0.039089 | 0.041621 | 0.044197 | 0.048077 | 0.051927 | 0.057051 | 0.060707 | 0.065535 | 0.0688 | 0.072255 | 0.079342 | 0.083299 | 0.087208 | 0.089284 | 0.091211 | 0.092991 | 0.094642 | 0.096125 | 0.097463 | 0.098668 | 0.099747 | 0.10067
Gen_BB017 | MW | SEPD | System Transformation | Elgin | 0 | 0 | 0 | 0 | 0 | 0 | 0 | 0 | 0 | 0 | 0 | 0 | 0 | 0 | 0 | 0 | 0 | 0 | 0 | 0 | 0 | 0 | 0 | 0 | 0 | 0 | 0 | 0 | 0 | 0 | 0 | 0
Gen_BB018 | MW | SEPD | System Transformation | Elgin | 0.048 | 0.048 | 0.048 | 0.048 | 0.048 | 0.048 | 0.048 | 0.048 | 0.048 | 0.048 | 0.048 | 0.048 | 0.048 | 0.048 | 0.048 | 0.048 | 0.048 | 0.048 | 0.048 | 0.048 | 0.048 | 0.048 | 0.048 | 0.048 | 0.048 | 0.048 | 0.048 | 0.048 | 0.048 | 0.048 | 0.048 | 0.048
Hydrogen electrolysis | MW | SEPD | System Transformation | Elgin | 0 | 0 | 0 | 0 | 0 | 0 | 0 | 0 | 0 | 0 | 0 | 0 | 0 | 0 | 0 | 0 | 0 | 0 | 0 | 0 | 0 | 0 | 0 | 0.7 | 0.7 | 0.7 | 0.7 | 1.4 | 1.4 | 1.4 | 1.4 | 2
Lct_BB001 | Number | SEPD | System Transformation | Elgin | 98.4922 | 137.7215 | 216.1255 | 398.9545 | 640.3935 | 975.2664 | 1621.524 | 2598.9431 | 3576.286 | 4553.6507 | 5531.0728 | 6508.4392 | 7897.8019 | 9761.1612 | 11830.9627 | 14051.6111 | 16443.0518 | 18835.2467 | 21126.8739 | 23215.9167 | 25040.376 | 26545.9985 | 27726.2312 | 28514.0593 | 29033.0383 | 29028.6199 | 29384.8558 | 29074.6133 | 28668.2223 | 28085.3542 | 27436.3366 | 26717.7134
Lct_BB003 | Number | SEPD | System Transformation | Elgin | 0 | 0 | 0 | 0 | 0 | 0 | 0 | 0 | 0 | 0 | 0 | 0 | 0 | 0 | 0 | 0 | 0 | 0 | 0 | 0 | 0 | 0 | 0 | 0 | 0 | 0 | 0 | 0 | 0 | 0 | 0 | 0
Lct_BB005 | Number | SEPD | System Transformation | Elgin | 202.9615 | 270.4126 | 303.6335 | 356.5528 | 405.0761 | 457.5789 | 555.184 | 666.7008 | 762.1318 | 852.008 | 1036.2747 | 1245.6405 | 1474.8873 | 1706.3128 | 1939.4503 | 2175.264 | 2412.7752 | 2627.8301 | 2843.4361 | 3060.6942 | 3279.2999 | 3496.9888 | 3815.0201 | 4135.038 | 4458.1871 | 4784.3949 | 5113.0586 | 5134.6156 | 5156.1838 | 5177.6311 | 5199.2411 | 5219.7111
Lct_BB006 | Number | SEPD | System Transformation | Elgin | 0 | 0 | 14.1136 | 28.0441 | 41.7939 | 55.3611 | 68.7453 | 83.6535 | 98.3178 | 112.7364 | 126.9119 | 151.0894 | 254.5626 | 356.8998 | 458.0961 | 558.1542 | 657.0732 | 743.6404 | 829.1349 | 913.5526 | 996.8966 | 1079.1639 | 1150.9539 | 1222.2645 | 1293.0955 | 1363.4423 | 1433.3117 | 1433.3117 | 1433.3117 | 1433.3117 | 1433.3117 | 1433.3117
Lct_BB007 | Number | SEPD | System Transformation | Elgin | 86.0033 | 110.9474 | 120.5301 | 139.2029 | 156.2001 | 174.4866 | 212.3666 | 255.5815 | 290.9168 | 323.0523 | 387.528 | 445.4302 | 508.5638 | 571.6727 | 634.7569 | 697.8164 | 760.8512 | 811.19 | 861.4587 | 911.6574 | 961.7861 | 1011.8447 | 1079.1797 | 1146.3763 | 1214.5399 | 1283.0084 | 1351.7952 | 1347.5051 | 1342.4354 | 1336.7796 | 1328.0321 | 1319.0417
Lct_BB008 | Number | SEPD | System Transformation | Elgin | 0 | 0 | 2.079 | 4.131 | 6.1563 | 8.1546 | 10.1261 | 12.3221 | 14.482 | 16.6059 | 18.6938 | 20.7457 | 29.5271 | 38.2119 | 46.8001 | 55.2916 | 63.6866 | 71.0334 | 78.2889 | 85.4532 | 92.5263 | 99.508 | 105.6008 | 111.6526 | 117.6637 | 123.6339 | 129.5634 | 129.5634 | 129.5634 | 129.5634 | 129.5634 | 129.5634
Lct_BB010b | MW | SEPD | System Transformation | Elgin | 0.376 | 0.56301 | 0.75212 | 1.289 | 1.9806 | 2.9078 | 5.0599 | 7.1234 | 9.2958 | 11.4813 | 13.7465 | 15.8735 | 20.0263 | 25.0116 | 30.9664 | 37.5245 | 47.0669 | 59.4406 | 73.9257 | 84.149 | 90.9642 | 94.885 | 97.5163 | 99.1392 | 99.8962 | 99.8962 | 99.8962 | 99.8962 | 99.8962 | 99.8962 | 99.8962 | 99.8962
Lct_BB011b | MW | SEPD | System Transformation | Elgin | 0.007 | 0.0305 | 0.06416 | 0.13106 | 0.20797 | 0.29775 | 0.40738 | 0.52551 | 0.66654 | 0.83525 | 1.0363 | 1.2759 | 1.6242 | 2.0418 | 2.5322 | 3.0914 | 3.6978 | 4.3431 | 4.9985 | 5.6287 | 6.2 | 6.6917 | 7.0981 | 7.4261 | 7.677 | 7.8449 | 8.0112 | 8.1777 | 8.3487 | 8.5137 | 8.6283 | 8.7204
Lct_BB012b | MW | SEPD | System Transformation | Elgin | 0.433 | 0.465 | 0.49725 | 0.58134 | 0.68049 | 0.79734 | 0.94119 | 1.0941 | 1.2778 | 1.4981 | 1.7607 | 2.0725 | 2.5642 | 3.1563 | 3.8519 | 4.6462 | 5.4939 | 6.3954 | 7.3097 | 8.185 | 8.9747 | 9.6457 | 10.1826 | 10.5902 | 10.8597 | 10.8977 | 10.9122 | 10.9185 | 10.9185 | 10.9185 | 10.9185 | 10.9185
Lct_BB013b | MW | SEPD | System Transformation | Elgin | 0 | 0 | 0 | 0 | 0 | 0 | 0 | 0 | 0 | 0 | 0 | 0 | 0 | 0 | 0 | 0 | 0 | 0 | 0 | 0 | 0 | 0 | 0 | 0 | 0 | 0 | 0 | 0 | 0 | 0 | 0 | 0
Lct_BB014 | Number | SEPD | System Transformation | Elgin | 23.3625 | 23.5418 | 26.4726 | 30.0553 | 33.9729 | 38.4064 | 43.4923 | 62.1696 | 69.5841 | 77.883 | 87.074 | 97.5192 | 134.1801 | 151.3745 | 170.8708 | 192.8315 | 217.4989 | 325.2645 | 350.3826 | 378.0494 | 408.8473 | 442.7031 | 511.8773 | 556.0334 | 604.2128 | 657.9053 | 717.2314 | 808.6696 | 911.5013 | 1027.6631 | 1158.3668 | 1305.5485
Other generation | MW | SEPD | System Transformation | Elgin | 0 | 0.06 | 0.06 | 8.06 | 8.06 | 8.06 | 8.06 | 8.06 | 8.06 | 8.06 | 8.06 | 8.06 | 8.06 | 8.06 | 8.06 | 8.06 | 8.06 | 8.06 | 8.06 | 8.06 | 8.06 | 8.06 | 8.06 | 8.06 | 8.06 | 8.06 | 8.06 | 8.06 | 8.06 | 8.06 | 8.06 | 8.06
Srg_BB001 | MW | SEPD | System Transformation | Elgin | 0 | 0.15334 | 0.18742 | 0.22288 | 0.25718 | 0.29253 | 0.33766 | 0.71234 | 0.76734 | 0.82204 | 0.87351 | 0.96095 | 1.0372 | 1.1204 | 1.2078 | 1.2904 | 1.4043 | 1.4371 | 1.4718 | 1.5076 | 1.5473 | 1.5819 | 1.8266 | 2.072 | 2.3143 | 2.5558 | 2.7976 | 2.8016 | 2.8053 | 2.8088 | 2.8122 | 2.8155
Srg_BB002 | MW | SEPD | System Transformation | Elgin | 0 | 0 | 0.001253 | 0.002546 | 0.0038958 | 0.0053323 | 0.006882 | 0.01368 | 0.014269 | 0.014827 | 0.015496 | 0.016145 | 0.016776 | 0.017386 | 0.01798 | 0.018563 | 0.019139 | 0.019706 | 0.0202 | 0.020696 | 0.021187 | 0.021679 | 0.026458 | 0.031478 | 0.036697 | 0.042088 | 0.04739 | 0.048048 | 0.048622 | 0.049114 | 0.049525 | 0.049932
Data centres (MW) | MW | SEPD | System Transformation | Fasnakyle | 0 | 0 | 0 | 0 | 0 | 0 | 0 | 0 | 0 | 0 | 0 | 0 | 0 | 0 | 0 | 0 | 0 | 0 | 0 | 0 | 0 | 0 | 0 | 0 | 0 | 0 | 0 | 0 | 0 | 0 | 0 | 0
Dem_BB001a | Number of homes (cumulative) | SEPD | System Transformation | Fasnakyle | 0 | 0 | 0 | 0 | 0 | 0 | 0 | 0 | 0 | 0 | 0 | 0 | 0 | 0 | 0 | 0 | 0 | 0.0092426 | 0.019342 | 0.028241 | 0.036305 | 0.050446 | 0.058288 | 0.064731 | 0.069919 | 0.07404 | 0.077417 | 0.080171 | 0.082404 | 0.084026 | 0.085103 | 0.085614
Dem_BB002b | Floorspace (m2) (cumulative) | SEPD | System Transformation | Fasnakyle | 0 | 0 | 0 | 0 | 0 | 0 | 0 | 0 | 0 | 0 | 0 | 0 | 0 | 0 | 0 | 0 | 0 | 0 | 0 | 0 | 0 | 0 | 0 | 0 | 0 | 0 | 0 | 0 | 0 | 0 | 0 | 0
Domestic direct electric heating | Number | SEPD | System Transformation | Fasnakyle | 78.7547 | 78.7545 | 78.7546 | 78.7546 | 78.7546 | 78.7546 | 77.8875 | 77.4625 | 77.0418 | 76.6255 | 76.2134 | 75.805 | 75.4012 | 75.001 | 74.3719 | 73.9935 | 73.5549 | 73.1209 | 72.6913 | 72.2654 | 71.8444 | 71.4272 | 71.0148 | 70.6061 | 70.2015 | 69.8011 | 69.4047 | 69.0117 | 68.6233 | 68.2381 | 67.8575 | 67.4802
Gas: Hydrogen peaking | MW | SEPD | System Transformation | Fasnakyle | 0 | 0 | 0 | 0 | 0 | 0 | 0 | 0 | 0 | 0 | 0 | 0 | 0 | 0 | 0 | 0 | 0 | 0 | 0 | 0 | 0 | 0 | 0 | 0 | 0 | 0 | 0 | 0 | 0 | 0 | 0 | 0
Gen_BB001 | MW | SEPD | System Transformation | Fasnakyle | 0 | 0 | 0 | 0 | 0 | 0 | 0 | 0 | 0 | 0 | 0 | 0 | 0 | 0 | 0 | 0 | 0 | 0 | 0 | 0 | 0 | 0 | 0 | 0 | 0 | 0 | 0 | 0 | 0 | 0 | 0 | 0
Gen_BB004 | MW | SEPD | System Transformation | Fasnakyle | 0 | 0 | 0 | 0 | 0 | 0 | 0 | 0 | 0 | 0 | 0 | 0 | 0 | 0 | 0 | 0 | 0 | 0 | 0 | 0 | 0 | 0 | 0 | 0 | 0 | 0 | 0 | 0 | 0 | 0 | 0 | 0
Gen_BB005 | MW | SEPD | System Transformation | Fasnakyle | 0 | 0 | 0 | 0 | 0 | 0 | 0 | 0 | 0 | 0 | 0 | 0 | 0 | 0 | 0 | 0 | 0 | 0 | 0 | 0 | 0 | 0 | 0 | 0 | 0 | 0 | 0 | 0 | 0 | 0 | 0 | 0
Gen_BB006 | MW | SEPD | System Transformation | Fasnakyle | 0 | 0 | 0 | 0 | 0 | 0 | 0 | 0 | 0 | 0 | 0 | 0 | 0 | 0 | 0 | 0 | 0 | 0 | 0 | 0 | 0 | 0 | 0 | 0 | 0 | 0 | 0 | 0 | 0 | 0 | 0 | 0
Gen_BB008 | MW | SEPD | System Transformation | Fasnakyle | 0 | 0 | 0 | 0 | 0 | 0 | 0 | 0 | 0 | 0 | 0 | 0 | 0 | 0 | 0 | 0 | 0 | 0 | 0 | 0 | 0 | 0 | 0 | 0 | 0 | 0 | 0 | 0 | 0 | 0 | 0 | 0
Gen_BB010 | MW | SEPD | System Transformation | Fasnakyle | 0 | 0 | 0 | 0 | 0 | 0 | 0 | 0 | 0 | 0 | 0 | 0 | 0 | 0 | 0 | 0 | 0 | 0 | 0 | 0 | 0 | 0 | 0 | 0 | 0 | 0 | 0 | 0 | 0 | 0 | 0 | 0
Gen_BB011 | MW | SEPD | System Transformation | Fasnakyle | 0 | 0 | 0 | 0 | 0 | 0 | 0 | 0 | 0 | 0 | 0 | 0 | 0 | 0 | 0 | 0 | 0 | 0 | 0 | 0 | 0 | 0 | 0 | 0 | 0 | 0 | 0 | 0 | 0 | 0 | 0 | 0
Gen_BB012 | MW | SEPD | System Transformation | Fasnakyle | 0 | 9.0744e-05 | 0.00022426 | 0.0003851 | 0.00058191 | 0.00078744 | 0.0010162 | 0.001418 | 0.0017571 | 0.0023532 | 0.0029594 | 0.0035707 | 0.004185 | 0.0048025 | 0.0054253 | 0.0060541 | 0.0066867 | 0.0072496 | 0.0078183 | 0.0083857 | 0.0089568 | 0.0095324 | 0.010085 | 0.010604 | 0.011089 | 0.011442 | 0.011797 | 0.012118 | 0.012407 | 0.012664 | 0.01292 | 0.013178
Gen_BB013 | MW | SEPD | System Transformation | Fasnakyle | 0.042333 | 0.042372 | 0.04242 | 0.042484 | 0.042564 | 0.042663 | 0.042781 | 0.043022 | 0.043275 | 0.048444 | 0.053526 | 0.058525 | 0.063443 | 0.068287 | 0.0731 | 0.077892 | 0.082654 | 0.086863 | 0.091106 | 0.095341 | 0.099606 | 0.1039 | 0.108 | 0.11181 | 0.11533 | 0.11783 | 0.12032 | 0.12254 | 0.12451 | 0.12623 | 0.12793 | 0.12963
Gen_BB014 | MW | SEPD | System Transformation | Fasnakyle | 0 | 0 | 0 | 0 | 0 | 0 | 0 | 0 | 0 | 0 | 0 | 0 | 0 | 0 | 0 | 0 | 0 | 0 | 0 | 0 | 0 | 0 | 0 | 0 | 0 | 0 | 0 | 0 | 0 | 0 | 0 | 0
Gen_BB015 | MW | SEPD | System Transformation | Fasnakyle | 0 | 0 | 0 | 0 | 0 | 0 | 0 | 0 | 0 | 0.19713 | 0.43815 | 0.63049 | 1.0551 | 1.6116 | 1.7999 | 1.9865 | 2.1715 | 2.3497 | 2.5209 | 2.6847 | 2.8408 | 2.989 | 3.1931 | 3.3394 | 3.4847 | 3.6288 | 3.7716 | 3.9171 | 4.0651 | 4.2159 | 4.3693 | 4.5255
Gen_BB016 | MW | SEPD | System Transformation | Fasnakyle | 0.85614 | 0.85614 | 0.85654 | 0.85715 | 0.85819 | 0.86047 | 0.86825 | 0.87314 | 0.87838 | 0.88388 | 0.88958 | 0.89539 | 0.90129 | 0.91018 | 0.919 | 0.93075 | 0.93913 | 0.95019 | 0.95768 | 0.96559 | 1.3318 | 1.3909 | 1.3999 | 1.4046 | 1.409 | 1.4131 | 1.4169 | 1.4203 | 1.4234 | 1.4261 | 1.4286 | 1.4307
Gen_BB017 | MW | SEPD | System Transformation | Fasnakyle | 0 | 0 | 0 | 0 | 0 | 0 | 0 | 0 | 0 | 0 | 0 | 0 | 0 | 0 | 0 | 0 | 0 | 0 | 0 | 0 | 0 | 0 | 0 | 0 | 0 | 0 | 0 | 0 | 0 | 0 | 0 | 0
Gen_BB018 | MW | SEPD | System Transformation | Fasnakyle | 35.2 | 35.25 | 35.25 | 35.25 | 35.25 | 35.25 | 35.25 | 35.25 | 35.25 | 35.25 | 35.25 | 35.25 | 35.25 | 35.25 | 35.25 | 35.25 | 35.25 | 35.25 | 35.25 | 35.25 | 35.25 | 35.25 | 35.25 | 35.25 | 35.25 | 35.25 | 35.25 | 35.25 | 35.25 | 35.25 | 35.25 | 35.25
Hydrogen electrolysis | MW | SEPD | System Transformation | Fasnakyle | 0 | 0 | 0 | 0 | 0 | 0 | 0 | 0 | 0 | 0 | 0 | 0 | 0 | 0 | 0 | 0 | 0 | 0 | 0 | 0 | 0 | 0 | 0 | 0 | 0 | 0 | 0 | 0 | 0 | 0 | 0 | 0
Lct_BB001 | Number | SEPD | System Transformation | Fasnakyle | 1.7805 | 2.3995 | 3.6612 | 6.4921 | 10.2331 | 15.2675 | 25.0995 | 36.3464 | 47.5974 | 58.846 | 70.1106 | 81.3758 | 100.4187 | 124.9517 | 152.805 | 183.4726 | 217.4313 | 252.1762 | 286.1704 | 317.7119 | 345.422 | 368.3663 | 386.3194 | 399.0227 | 407.0649 | 405.7553 | 406.1528 | 401.4044 | 395.2758 | 386.5748 | 377.0416 | 366.8225
Lct_BB003 | Number | SEPD | System Transformation | Fasnakyle | 0 | 0 | 0 | 0 | 0 | 0 | 0 | 0 | 0 | 0 | 0 | 0 | 0 | 0 | 0 | 0 | 0 | 0 | 0 | 0 | 0 | 0 | 0 | 0 | 0 | 0 | 0 | 0 | 0 | 0 | 0 | 0
Lct_BB005 | Number | SEPD | System Transformation | Fasnakyle | 11.914 | 13.5195 | 14.1406 | 15.3487 | 16.4544 | 17.6598 | 20.1832 | 23.0698 | 25.515 | 27.8172 | 32.8035 | 40.5745 | 49.0691 | 57.6036 | 66.19 | 74.8185 | 83.4774 | 90.0577 | 96.6639 | 103.2787 | 109.9065 | 116.5588 | 124.9604 | 133.4033 | 141.9477 | 150.5749 | 159.2732 | 159.2732 | 159.2732 | 159.2732 | 159.2732 | 159.2732
Lct_BB006 | Number | SEPD | System Transformation | Fasnakyle | 0 | 0 | 0 | 0 | 0 | 0 | 0 | 0 | 0 | 0 | 0 | 0 | 0 | 0 | 0 | 0 | 0 | 0 | 0 | 0 | 0 | 0 | 0 | 0 | 0 | 0 | 0 | 0 | 0 | 0 | 0 | 0
Lct_BB007 | Number | SEPD | System Transformation | Fasnakyle | 0 | 0 | 0 | 0 | 0 | 0 | 0 | 0 | 0 | 0 | 0 | 0 | 0 | 0 | 0 | 0 | 0 | 0 | 0 | 0 | 0 | 0 | 0 | 0 | 0 | 0 | 0 | 0 | 0 | 0 | 0 | 0
Lct_BB008 | Number | SEPD | System Transformation | Fasnakyle | 0 | 0 | 0 | 0 | 0 | 0 | 0 | 0 | 0 | 0 | 0 | 0 | 0 | 0 | 0 | 0 | 0 | 0 | 0 | 0 | 0 | 0 | 0 | 0 | 0 | 0 | 0 | 0 | 0 | 0 | 0 | 0
Lct_BB010b | MW | SEPD | System Transformation | Fasnakyle | 0.021 | 0.0224 | 0.0238 | 0.0308 | 0.0462 | 0.0602 | 0.105 | 0.1358 | 0.1904 | 0.2128 | 0.2842 | 0.3178 | 0.3794 | 0.4606 | 0.5656 | 0.707 | 0.861 | 1.015 | 1.5736 | 1.6982 | 1.6982 | 1.6982 | 1.6982 | 1.6982 | 1.6982 | 1.6982 | 1.6982 | 1.6982 | 1.6982 | 1.6982 | 1.6982 | 1.6982
Lct_BB011b | MW | SEPD | System Transformation | Fasnakyle | 0 | 0 | 0.00054 | 0.00111 | 0.00182 | 0.00264 | 0.00361 | 0.00461 | 0.00586 | 0.00733 | 0.00906 | 0.01115 | 0.01424 | 0.01805 | 0.02244 | 0.02743 | 0.03277 | 0.03839 | 0.04391 | 0.04903 | 0.05354 | 0.05712 | 0.05982 | 0.06165 | 0.06262 | 0.06262 | 0.06262 | 0.06262 | 0.06262 | 0.06262 | 0.06262 | 0.06262
Lct_BB012b | MW | SEPD | System Transformation | Fasnakyle | 0 | 0 | 0 | 0.00012 | 0.00029 | 0.00049 | 0.00073 | 0.00093 | 0.00117 | 0.00147 | 0.00182 | 0.00222 | 0.00291 | 0.0037 | 0.00459 | 0.00556 | 0.00652 | 0.00748 | 0.00841 | 0.00924 | 0.00991 | 0.01042 | 0.01075 | 0.01092 | 0.01092 | 0.01092 | 0.01092 | 0.01092 | 0.01092 | 0.01092 | 0.01092 | 0.01092
Lct_BB013b | MW | SEPD | System Transformation | Fasnakyle | 0 | 0 | 0 | 0 | 0 | 0 | 0 | 0 | 0 | 0 | 0 | 0 | 0 | 0 | 0 | 0 | 0 | 0 | 0 | 0 | 0 | 0 | 0 | 0 | 0 | 0 | 0 | 0 | 0 | 0 | 0 | 0
Lct_BB014 | Number | SEPD | System Transformation | Fasnakyle | 0.15847 | 0.15969 | 0.17957 | 0.20387 | 0.23045 | 0.26052 | 0.29502 | 0.26374 | 0.2952 | 0.33041 | 0.3694 | 0.41371 | 0.35037 | 0.39526 | 0.44617 | 0.50351 | 0.56792 | 0.84932 | 0.91491 | 0.98715 | 1.0676 | 1.156 | 1.2535 | 1.3616 | 1.4796 | 1.6111 | 1.7564 | 1.9803 | 2.2321 | 2.5166 | 2.8367 | 3.1971
Other generation | MW | SEPD | System Transformation | Fasnakyle | 0 | 0 | 0 | 0 | 0 | 0 | 0 | 0 | 0 | 0 | 0 | 0 | 0 | 0 | 0 | 0 | 0 | 0 | 0 | 0 | 0 | 0 | 0 | 0 | 0 | 0 | 0 | 0 | 0 | 0 | 0 | 0
Srg_BB001 | MW | SEPD | System Transformation | Fasnakyle | 0 | 0 | 0 | 0 | 0 | 0 | 0 | 0 | 0 | 8.1977e-05 | 0.00024806 | 0.0006659 | 0.00073818 | 0.00091428 | 0.0011347 | 0.0012496 | 0.0019236 | 0.0022177 | 0.0025726 | 0.0029413 | 0.0034174 | 0.0037961 | 0.004165 | 0.0045651 | 0.0048975 | 0.0052197 | 0.0055634 | 0.0056813 | 0.0057966 | 0.0059109 | 0.006024 | 0.0061361
Srg_BB002 | MW | SEPD | System Transformation | Fasnakyle | 0 | 0 | 1.6604e-05 | 3.3506e-05 | 5.084e-05 | 6.8936e-05 | 8.8023e-05 | 0.00016828 | 0.00017497 | 0.0001816 | 0.00018988 | 0.00019817 | 0.00020645 | 0.00021465 | 0.00022281 | 0.00023097 | 0.00023917 | 0.00024735 | 0.00025455 | 0.00026189 | 0.00026921 | 0.00027663 | 0.00034934 | 0.00042631 | 0.00050687 | 0.00059043 | 0.00067297 | 0.00068323 | 0.00069223 | 0.00069995 | 0.00070642 | 0.00071285
Data centres (MW) | MW | SEPD | System Transformation | Fiddes | 0 | 0 | 0 | 0 | 0 | 0 | 0 | 0 | 0 | 0 | 0 | 0 | 0 | 0 | 0 | 0 | 0 | 0 | 0 | 0 | 0 | 0 | 0 | 0 | 0 | 0 | 0 | 0 | 0 | 0 | 0 | 0
Dem_BB001a | Number of homes (cumulative) | SEPD | System Transformation | Fiddes | 0 | 94.8026 | 215.6985 | 338.4496 | 434.211 | 527.9556 | 606.7337 | 666.4729 | 724.1566 | 782.9311 | 841.5956 | 890.5125 | 931.1632 | 964.1632 | 992.1632 | 1022.1632 | 1045.1632 | 1062.2919 | 1080.5252 | 1095.6119 | 1107.5968 | 1117.4628 | 1124.9431 | 1130.3376 | 1134.6553 | 1137.9077 | 1141.1145 | 1142.2832 | 1143.4199 | 1144.5192 | 1145.5852 | 1145.6165
Dem_BB002b | Floorspace (m2) (cumulative) | SEPD | System Transformation | Fiddes | 0 | 1.629 | 4.9496 | 8.7158 | 12.007 | 15.5329 | 4819.2933 | 5227.937 | 5637.2057 | 6047.0993 | 6457.618 | 6868.7616 | 7278.7312 | 7687.0254 | 8091.235 | 8095.21 | 8098.56 | 8101.285 | 8103.385 | 8104.86 | 8105.71 | 8106.06 | 8106.06 | 8106.06 | 8106.06 | 8106.06 | 8106.06 | 8106.06 | 8106.06 | 8106.06 | 8106.06 | 8106.06
Domestic direct electric heating | Number | SEPD | System Transformation | Fiddes | 1063.1881 | 1073.4509 | 1086.5178 | 1099.8021 | 1110.17 | 1120.3219 | 1125.7213 | 1116.8687 | 1108.2182 | 1099.9799 | 1091.8896 | 1082.6813 | 1073.0027 | 1063.812 | 1055.4334 | 1050.7748 | 1044.2287 | 1037.4597 | 1030.4983 | 1023.646 | 1016.6884 | 1009.8673 | 1003.8454 | 997.8103 | 991.896 | 985.9797 | 980.3269 | 974.4785 | 968.7415 | 963.1157 | 957.5985 | 952.0757
Gas: Hydrogen peaking | MW | SEPD | System Transformation | Fiddes | 0 | 0 | 0 | 0 | 0 | 0 | 0 | 0 | 0 | 0 | 0 | 0 | 0 | 0 | 0 | 0 | 0 | 0 | 0 | 0 | 0 | 0 | 0 | 0 | 0 | 0 | 0 | 0.05 | 0.1 | 0.1 | 0.1 | 0.1
Gen_BB001 | MW | SEPD | System Transformation | Fiddes | 0.1 | 0.1 | 0.1 | 0.1 | 0.1 | 0.1 | 0.1 | 0.1 | 0.1 | 0.1 | 0.1 | 0.1 | 0.1 | 0.1 | 0.1 | 0.1 | 0.1 | 0.1 | 0.1 | 0.1 | 0.1 | 0.1 | 0.1 | 0.1 | 0.1 | 0.1 | 0.1 | 0.05 | 0 | 0 | 0 | 0
Gen_BB004 | MW | SEPD | System Transformation | Fiddes | 0.14 | 0.14 | 0.14 | 0.24328 | 0.35678 | 0.46461 | 0.56547 | 0.67495 | 0.78385 | 0.89682 | 1.0069 | 1.1225 | 1.2387 | 1.355 | 1.4683 | 1.5817 | 1.6947 | 1.8025 | 1.9102 | 2.0182 | 2.1264 | 2.2335 | 2.3313 | 2.4281 | 2.521 | 2.5868 | 2.6506 | 2.6914 | 2.7355 | 2.7554 | 2.7666 | 2.7897
Gen_BB005 | MW | SEPD | System Transformation | Fiddes | 0 | 0 | 0 | 0 | 0 | 0 | 0 | 0 | 0 | 0 | 0 | 0 | 0 | 0 | 0 | 0 | 0 | 0 | 0 | 0 | 0 | 0 | 0 | 0 | 0 | 0 | 0 | 0 | 0 | 0 | 0 | 0
Gen_BB006 | MW | SEPD | System Transformation | Fiddes | 0 | 0 | 0 | 0 | 0 | 0 | 0 | 0 | 0 | 0 | 0 | 0 | 0 | 0 | 0 | 0 | 0 | 0 | 0 | 0 | 0 | 0 | 0 | 0 | 0 | 0 | 0 | 0 | 0 | 0 | 0 | 0
Gen_BB008 | MW | SEPD | System Transformation | Fiddes | 0 | 0 | 0 | 0 | 0 | 0 | 0 | 0 | 0 | 0 | 0 | 0 | 0 | 0 | 0 | 0 | 0 | 0 | 0 | 0 | 0 | 0 | 0 | 0 | 0 | 0 | 0 | 0 | 0 | 0 | 0 | 0
Gen_BB010 | MW | SEPD | System Transformation | Fiddes | 0.05 | 0.05 | 0.05 | 0.05 | 0.05 | 0.05 | 0.05 | 0.05 | 0.05 | 0.05 | 0.05 | 0.05 | 0.05 | 0.05 | 0.05 | 0.05 | 0.05 | 0.05 | 0.05 | 0.05 | 0.05 | 0.05 | 0.05 | 0.05 | 0.05 | 0.05 | 0.05 | 0.05 | 0.05 | 0.05 | 0.05 | 0.05
Gen_BB011 | MW | SEPD | System Transformation | Fiddes | 0 | 0 | 0 | 0 | 0 | 0 | 0 | 0 | 0 | 0 | 0 | 0 | 0 | 0 | 0 | 0 | 0 | 0 | 0 | 0 | 0 | 0 | 0 | 0 | 0 | 0 | 0 | 0 | 0 | 0 | 0 | 0
Gen_BB012 | MW | SEPD | System Transformation | Fiddes | 0.6825 | 0.68585 | 0.69101 | 0.69762 | 0.70634 | 0.71625 | 0.72836 | 0.75273 | 0.77685 | 0.80347 | 0.82926 | 0.8543 | 0.87873 | 0.90274 | 0.92648 | 0.95007 | 0.97346 | 0.99407 | 1.0147 | 1.0351 | 1.0554 | 1.0757 | 1.0951 | 1.1132 | 1.1302 | 1.1427 | 1.1551 | 1.1664 | 1.1766 | 1.1857 | 1.1948 | 1.2039
Gen_BB013 | MW | SEPD | System Transformation | Fiddes | 1.5334 | 1.5741 | 1.6429 | 1.7348 | 1.8447 | 1.9714 | 2.1153 | 2.3514 | 2.5836 | 2.7942 | 3.0068 | 3.2124 | 3.4116 | 3.6127 | 3.8155 | 4.0235 | 4.2293 | 4.4147 | 4.5992 | 4.7836 | 4.9669 | 5.1511 | 5.3351 | 5.5092 | 5.6749 | 5.8072 | 5.9425 | 6.0678 | 6.1853 | 6.2949 | 6.4048 | 6.5139
Gen_BB014 | MW | SEPD | System Transformation | Fiddes | 0 | 0 | 0 | 0 | 0 | 0 | 0 | 0 | 0 | 0 | 0 | 0 | 0 | 0 | 0 | 0 | 0 | 0 | 0 | 0 | 0 | 0 | 0 | 0 | 0 | 0 | 0 | 0 | 0 | 0 | 0 | 0
Gen_BB015 | MW | SEPD | System Transformation | Fiddes | 160.09 | 160.09 | 160.09 | 160.09 | 197.09 | 197.09 | 197.09 | 197.09 | 197.09 | 197.5388 | 198.0874 | 198.5253 | 199.492 | 200.7589 | 201.1875 | 202.2124 | 206.0084 | 208.9091 | 213.7238 | 234.3467 | 244.9772 | 245.3145 | 245.7791 | 250.2872 | 250.6179 | 250.9459 | 251.2712 | 251.6023 | 251.9394 | 252.2825 | 252.6318 | 252.9875
Gen_BB016 | MW | SEPD | System Transformation | Fiddes | 12.7778 | 12.7778 | 12.8287 | 12.8301 | 12.8325 | 12.8377 | 12.8554 | 12.8665 | 12.8784 | 12.8909 | 12.9039 | 12.9171 | 12.9306 | 12.9508 | 12.9709 | 12.9976 | 13.0417 | 13.4669 | 13.534 | 13.952 | 16.3139 | 17.8096 | 19.255 | 19.4908 | 19.5009 | 19.5102 | 19.5188 | 19.5265 | 19.5335 | 19.5398 | 19.5454 | 19.5502
Gen_BB017 | MW | SEPD | System Transformation | Fiddes | 0 | 0 | 0 | 0 | 0 | 0 | 0 | 0 | 0 | 0 | 0 | 0 | 0 | 0 | 0 | 0 | 0 | 0 | 0 | 0 | 0 | 0 | 0 | 0 | 0 | 0 | 0 | 0 | 0 | 0 | 0 | 0
Gen_BB018 | MW | SEPD | System Transformation | Fiddes | 0.011 | 0.011 | 0.011 | 0.011 | 0.011 | 0.011 | 0.011 | 0.011 | 0.011 | 0.011 | 0.011 | 0.011 | 0.011 | 0.011 | 0.011 | 0.011 | 0.011 | 0.011 | 0.011 | 0.011 | 0.011 | 0.011 | 0.011 | 0.011 | 0.011 | 0.011 | 0.011 | 0.011 | 0.011 | 0.011 | 0.011 | 0.011
Hydrogen electrolysis | MW | SEPD | System Transformation | Fiddes | 0 | 0 | 0 | 0 | 0 | 0 | 0 | 0 | 0 | 0 | 0 | 0 | 0 | 0 | 0 | 0 | 0 | 0 | 0 | 0 | 0 | 0 | 0 | 0 | 0 | 0 | 0 | 0 | 0 | 0 | 0 | 0
Lct_BB001 | Number | SEPD | System Transformation | Fiddes | 68.4917 | 94.9672 | 153.4588 | 283.7934 | 456.3253 | 693.7159 | 1057.4521 | 1538.364 | 2026.9526 | 2527.0903 | 3040.5837 | 3572.2445 | 4360.0831 | 5421.7571 | 6616.223 | 7916.8168 | 9332.7733 | 10772.4522 | 12175.8974 | 13480.4283 | 14642.4734 | 15625.0105 | 16419.0301 | 16991.454 | 17400.9325 | 17495.1031 | 17674.0801 | 17528.4543 | 17329.1336 | 17035.0621 | 16703.117 | 16332.7852
Lct_BB003 | Number | SEPD | System Transformation | Fiddes | 3.3956 | 3.8381 | 7.4052 | 10.8651 | 15.0587 | 20.1979 | 26.5764 | 36.0567 | 49.0087 | 64.7924 | 84.7114 | 109.8653 | 142.1269 | 182.8022 | 233.489 | 294.6406 | 368.7728 | 452.9091 | 543.842 | 636.3326 | 724.7133 | 805.6 | 877.3371 | 940.5271 | 996.9853 | 1049.114 | 1090.9136 | 1126.5032 | 1161.4119 | 1192.3489 | 1206.9571 | 1219.6062
Lct_BB005 | Number | SEPD | System Transformation | Fiddes | 88.6612 | 115.7588 | 129.2931 | 151.6996 | 171.5605 | 193.2191 | 233.5 | 278.5873 | 317.0788 | 353.5787 | 428.5642 | 521.2126 | 621.9171 | 723.3454 | 825.6368 | 929.1397 | 1033.1326 | 1126.9474 | 1221.1242 | 1315.7749 | 1410.7285 | 1505.8677 | 1648.3119 | 1791.6862 | 1936.6056 | 2082.328 | 2230.439 | 2239.1003 | 2248.2565 | 2257.9078 | 2268.1441 | 2278.2641
Lct_BB006 | Number | SEPD | System Transformation | Fiddes | 0 | 0 | 8.1033 | 16.1022 | 23.9955 | 31.784 | 39.4684 | 48.0273 | 56.4463 | 64.7227 | 72.8591 | 83.9976 | 131.6625 | 178.8034 | 225.4204 | 271.513 | 317.0815 | 356.9596 | 396.3428 | 435.2312 | 473.6238 | 511.5211 | 544.5934 | 577.4434 | 610.0697 | 642.478 | 674.662 | 674.662 | 674.662 | 674.662 | 674.662 | 674.662
Lct_BB007 | Number | SEPD | System Transformation | Fiddes | 17.8523 | 23.0301 | 25.0192 | 28.8952 | 32.4234 | 36.2193 | 44.0823 | 53.0527 | 60.3874 | 67.0581 | 80.4417 | 92.4609 | 105.566 | 118.6659 | 131.7608 | 144.8505 | 157.935 | 168.3842 | 178.8188 | 189.2389 | 199.6445 | 210.0355 | 223.5868 | 237.2661 | 251.0924 | 264.9776 | 278.9179 | 278.1216 | 278.2553 | 278.4032 | 277.3407 | 276.3105
Lct_BB008 | Number | SEPD | System Transformation | Fiddes | 0 | 0 | 0.43159 | 0.85757 | 1.278 | 1.6928 | 2.1021 | 2.5579 | 3.0062 | 3.4471 | 3.8805 | 4.3064 | 6.1292 | 7.932 | 9.7147 | 11.4773 | 13.2199 | 14.7449 | 16.251 | 17.7382 | 19.2063 | 20.6556 | 21.9203 | 23.1765 | 24.4243 | 25.6636 | 26.8944 | 26.8944 | 26.8944 | 26.8944 | 26.8944 | 26.8944
Lct_BB010b | MW | SEPD | System Transformation | Fiddes | 0.553 | 0.74571 | 0.89779 | 1.2774 | 1.7224 | 2.4061 | 3.4806 | 4.5043 | 5.714 | 6.7778 | 7.8254 | 8.8768 | 10.9591 | 13.7148 | 16.879 | 20.3328 | 26.9565 | 34.9632 | 40.643 | 43.6278 | 45.6886 | 46.9764 | 47.8201 | 48.2871 | 48.6082 | 48.6082 | 48.6082 | 48.6082 | 48.6082 | 48.6082 | 48.6082 | 48.6082
Lct_BB011b | MW | SEPD | System Transformation | Fiddes | 0.014 | 0.0187 | 0.0371 | 0.06388 | 0.095 | 0.13094 | 0.17479 | 0.22215 | 0.27917 | 0.34658 | 0.42709 | 0.52329 | 0.66341 | 0.83088 | 1.0278 | 1.2524 | 1.4955 | 1.7541 | 2.0168 | 2.2692 | 2.4975 | 2.6941 | 2.856 | 2.9863 | 3.0856 | 3.1515 | 3.2167 | 3.282 | 3.3491 | 3.4138 | 3.4588 | 3.4948
Lct_BB012b | MW | SEPD | System Transformation | Fiddes | 0.402 | 0.4039 | 0.40609 | 0.41766 | 0.43254 | 0.45007 | 0.4712 | 0.49603 | 0.5265 | 0.56344 | 0.60778 | 0.66078 | 0.74811 | 0.85335 | 0.97717 | 1.1189 | 1.2696 | 1.4306 | 1.5945 | 1.7525 | 1.8969 | 2.0215 | 2.1229 | 2.2013 | 2.254 | 2.2748 | 2.2875 | 2.293 | 2.293 | 2.293 | 2.293 | 2.293
Lct_BB013b | MW | SEPD | System Transformation | Fiddes | 0 | 0.0015 | 0.00298 | 0.00558 | 0.00795 | 0.01012 | 0.01221 | 0.01715 | 0.023 | 0.02992 | 0.03808 | 0.0477 | 0.06492 | 0.08569 | 0.11023 | 0.1385 | 0.1694 | 0.20281 | 0.23747 | 0.27178 | 0.30421 | 0.3337 | 0.35974 | 0.38239 | 0.40126 | 0.41228 | 0.42145 | 0.42888 | 0.43472 | 0.43913 | 0.43913 | 0.43913
Lct_BB014 | Number | SEPD | System Transformation | Fiddes | 17.9766 | 18.1145 | 20.3697 | 23.1265 | 26.1409 | 29.5523 | 33.4657 | 38.6842 | 43.2977 | 48.4616 | 54.1806 | 60.68 | 72.8659 | 82.2032 | 92.7906 | 104.7162 | 118.1118 | 176.6334 | 190.2736 | 205.2979 | 222.0227 | 240.4079 | 280.6402 | 304.8492 | 331.2638 | 360.7011 | 393.227 | 443.3587 | 499.7368 | 563.4234 | 635.0826 | 715.7759
Other generation | MW | SEPD | System Transformation | Fiddes | 0.045 | 0.045 | 0.045 | 0.045 | 0.045 | 0.045 | 0.045 | 0.045 | 0.045 | 0.045 | 0.045 | 0.045 | 0.045 | 0.045 | 0.045 | 0.045 | 0.045 | 0.045 | 0.045 | 0.045 | 0.045 | 0.045 | 0.045 | 0.045 | 0.045 | 0.045 | 0.045 | 0.045 | 0.045 | 0.045 | 0.045 | 0.045
Srg_BB001 | MW | SEPD | System Transformation | Fiddes | 0 | 0.034483 | 0.070071 | 0.10804 | 0.15152 | 0.19721 | 0.26355 | 0.59096 | 0.67761 | 0.76343 | 0.84226 | 0.97801 | 1.0072 | 1.0454 | 1.0869 | 1.1158 | 1.1984 | 1.2291 | 1.2639 | 1.3008 | 1.3467 | 1.3825 | 1.4631 | 1.5454 | 1.6214 | 1.6959 | 1.771 | 1.7787 | 1.786 | 1.793 | 1.7997 | 1.8062
Srg_BB002 | MW | SEPD | System Transformation | Fiddes | 0 | 0 | 0.00063018 | 0.0012938 | 0.0020039 | 0.0027795 | 0.0036408 | 0.0076154 | 0.0079748 | 0.0083157 | 0.0087261 | 0.0091252 | 0.0095136 | 0.0098895 | 0.010256 | 0.010617 | 0.010974 | 0.011325 | 0.011632 | 0.01194 | 0.012245 | 0.012551 | 0.015525 | 0.018652 | 0.021904 | 0.025265 | 0.028572 | 0.028981 | 0.02934 | 0.029647 | 0.029903 | 0.030158
Data centres (MW) | MW | SEPD | System Transformation | Fort Augustus | 0 | 0 | 0 | 0 | 0 | 0 | 0 | 0 | 0 | 0 | 0 | 0 | 0 | 0 | 0 | 0 | 0 | 0 | 0 | 0 | 0 | 0 | 0 | 0 | 0 | 0 | 0 | 0 | 0 | 0 | 0 | 0
Dem_BB001a | Number of homes (cumulative) | SEPD | System Transformation | Fort Augustus | 0 | 9 | 34 | 54 | 72 | 83 | 88 | 91 | 94 | 97 | 100 | 103 | 105 | 106 | 106 | 106 | 106 | 106.2612 | 106.5466 | 106.7981 | 107.026 | 107.2592 | 107.3885 | 107.4947 | 107.5803 | 107.6482 | 107.7039 | 107.7493 | 107.7861 | 107.8129 | 107.8306 | 107.8391
Dem_BB002b | Floorspace (m2) (cumulative) | SEPD | System Transformation | Fort Augustus | 0 | 0 | 0 | 3180 | 4195 | 4522.5 | 4850 | 5177.5 | 5505 | 5832.5 | 6160 | 6487.5 | 6550 | 6550 | 6550 | 6550 | 6550 | 6550 | 6550 | 6550 | 6550 | 6550 | 6550 | 6550 | 6550 | 6550 | 6550 | 6550 | 6550 | 6550 | 6550 | 6550
Domestic direct electric heating | Number | SEPD | System Transformation | Fort Augustus | 529.133 | 530.1043 | 532.8049 | 534.965 | 536.909 | 538.0969 | 533.4578 | 529.0333 | 524.7481 | 520.5568 | 516.4363 | 512.3846 | 508.2793 | 504.2336 | 499.6808 | 496.6412 | 493.3405 | 490.2071 | 487.1035 | 484.031 | 480.9996 | 478.1237 | 475.5218 | 473.0679 | 470.6453 | 468.254 | 465.8683 | 463.5003 | 461.1651 | 458.8575 | 456.5833 | 454.3373
Gas: Hydrogen peaking | MW | SEPD | System Transformation | Fort Augustus | 0 | 0 | 0 | 0 | 0 | 0 | 0 | 0 | 0 | 0 | 0 | 0 | 0 | 0 | 0 | 0 | 0 | 0 | 0 | 0 | 0 | 0 | 0 | 0 | 0 | 0 | 0 | 0 | 0 | 0 | 0 | 0
Gen_BB001 | MW | SEPD | System Transformation | Fort Augustus | 0 | 0 | 0 | 0 | 0 | 0 | 0 | 0 | 0 | 0 | 0 | 0 | 0 | 0 | 0 | 0 | 0 | 0 | 0 | 0 | 0 | 0 | 0 | 0 | 0 | 0 | 0 | 0 | 0 | 0 | 0 | 0
Gen_BB004 | MW | SEPD | System Transformation | Fort Augustus | 0 | 0 | 0 | 0 | 0 | 0 | 0 | 0 | 0 | 0 | 0 | 0 | 0 | 0 | 0 | 0 | 0 | 0 | 0 | 0 | 0 | 0 | 0 | 0 | 0 | 0 | 0 | 0 | 0 | 0 | 0 | 0
Gen_BB005 | MW | SEPD | System Transformation | Fort Augustus | 0 | 0 | 0 | 0 | 0 | 0 | 0 | 0 | 0 | 0 | 0 | 0 | 0 | 0 | 0 | 0 | 0 | 0 | 0 | 0 | 0 | 0 | 0 | 0 | 0 | 0 | 0 | 0 | 0 | 0 | 0 | 0
Gen_BB006 | MW | SEPD | System Transformation | Fort Augustus | 0 | 0 | 0 | 0 | 0 | 0 | 0 | 0 | 0 | 0 | 0 | 0 | 0 | 0 | 0 | 0 | 0 | 0 | 0 | 0 | 0 | 0 | 0 | 0 | 0 | 0 | 0 | 0 | 0 | 0 | 0 | 0
Gen_BB008 | MW | SEPD | System Transformation | Fort Augustus | 0 | 0 | 0 | 0 | 0 | 0 | 0 | 0 | 0 | 0 | 0 | 0 | 0 | 0 | 0 | 0 | 0 | 0 | 0 | 0 | 0 | 0 | 0 | 0 | 0 | 0 | 0 | 0 | 0 | 0 | 0 | 0
Gen_BB010 | MW | SEPD | System Transformation | Fort Augustus | 0 | 0 | 0 | 0 | 0 | 0 | 0 | 0 | 0 | 0 | 0 | 0 | 0 | 0 | 0 | 0 | 0 | 0 | 0 | 0 | 0 | 0 | 0 | 0 | 0 | 0 | 0 | 0 | 0 | 0 | 0 | 0
Gen_BB011 | MW | SEPD | System Transformation | Fort Augustus | 0 | 0 | 0 | 0 | 0 | 0 | 0 | 0 | 0 | 0 | 0 | 0 | 0 | 0 | 0 | 0 | 0 | 0 | 0 | 0 | 0 | 0 | 0 | 0 | 0 | 0 | 0 | 0 | 0 | 0 | 0 | 0
Gen_BB012 | MW | SEPD | System Transformation | Fort Augustus | 0.01092 | 0.011578 | 0.012562 | 0.013771 | 0.015291 | 0.016929 | 0.018819 | 0.022335 | 0.025526 | 0.029746 | 0.033862 | 0.037882 | 0.04182 | 0.045705 | 0.049559 | 0.053396 | 0.057212 | 0.060578 | 0.063952 | 0.06729 | 0.070627 | 0.073968 | 0.077154 | 0.080144 | 0.082939 | 0.084986 | 0.087032 | 0.088892 | 0.090567 | 0.092062 | 0.093559 | 0.095062
Gen_BB013 | MW | SEPD | System Transformation | Fort Augustus | 0.30534 | 0.30841 | 0.31627 | 0.32573 | 0.33733 | 0.34806 | 0.35772 | 0.37332 | 0.38876 | 0.41884 | 0.44873 | 0.47843 | 0.50685 | 0.53504 | 0.56413 | 0.59321 | 0.62439 | 0.65375 | 0.68333 | 0.71288 | 0.74261 | 0.77358 | 0.80563 | 0.83731 | 0.86756 | 0.89241 | 0.91722 | 0.94072 | 0.96292 | 0.98385 | 1.0048 | 1.0258
Gen_BB014 | MW | SEPD | System Transformation | Fort Augustus | 0 | 0 | 0 | 0 | 0 | 0 | 0 | 0 | 0 | 0 | 0 | 0 | 0 | 0 | 0 | 0 | 0 | 0 | 0 | 0 | 0 | 0 | 0 | 0 | 0 | 0 | 0 | 0 | 0 | 0 | 0 | 0
Gen_BB015 | MW | SEPD | System Transformation | Fort Augustus | 11.5 | 11.5 | 11.5 | 11.5 | 11.5 | 11.5 | 11.5 | 11.5 | 11.5 | 11.9951 | 12.6005 | 13.0836 | 14.1502 | 15.5481 | 16.0209 | 16.4897 | 16.9542 | 17.4018 | 17.8318 | 18.2433 | 18.6355 | 22.2701 | 22.7828 | 23.1502 | 23.5151 | 23.877 | 24.2359 | 24.6012 | 24.9731 | 25.3518 | 25.7372 | 26.1295
Gen_BB016 | MW | SEPD | System Transformation | Fort Augustus | 0.14102 | 0.14102 | 0.14203 | 0.14355 | 0.14615 | 0.15187 | 0.17143 | 0.18371 | 0.19687 | 0.21068 | 0.22501 | 0.23959 | 0.25441 | 0.27675 | 0.29891 | 0.32841 | 0.34945 | 0.37725 | 0.39604 | 0.41593 | 0.45672 | 0.4795 | 0.502 | 0.51395 | 0.52505 | 0.53529 | 0.54479 | 0.55333 | 0.56104 | 0.56797 | 0.57418 | 0.57948
Gen_BB017 | MW | SEPD | System Transformation | Fort Augustus | 0 | 0 | 0 | 0 | 0 | 0 | 0 | 0 | 0 | 0 | 0 | 0 | 0 | 0 | 0 | 0 | 0 | 0 | 0 | 0 | 0 | 0 | 0 | 0 | 0 | 0 | 0 | 0 | 0 | 0 | 0 | 0
Gen_BB018 | MW | SEPD | System Transformation | Fort Augustus | 6.734 | 8.233 | 8.233 | 8.233 | 8.2414 | 8.3167 | 8.3323 | 8.3551 | 8.3744 | 8.3991 | 8.4183 | 8.4431 | 8.4624 | 8.4871 | 8.5118 | 8.531 | 8.5559 | 8.5747 | 8.5986 | 8.6167 | 8.64 | 8.6628 | 8.6799 | 8.7022 | 8.7242 | 8.7405 | 8.762 | 8.7833 | 8.8043 | 8.8195 | 8.8401 | 8.859
Hydrogen electrolysis | MW | SEPD | System Transformation | Fort Augustus | 0 | 0 | 0 | 0 | 0 | 0 | 0 | 0 | 0 | 0 | 0 | 0 | 0 | 0 | 0 | 0 | 0 | 0 | 0 | 0 | 0 | 0 | 0 | 0 | 0 | 0 | 0 | 0 | 0.7 | 0.7 | 0.7 | 0.7
Lct_BB001 | Number | SEPD | System Transformation | Fort Augustus | 10.5634 | 14.4005 | 22.1517 | 39.8062 | 63.0876 | 94.8933 | 155.4181 | 229.4663 | 303.4985 | 377.5552 | 451.6256 | 525.6556 | 644.5809 | 800.1855 | 975.7517 | 1167.4211 | 1377.8566 | 1591.7243 | 1799.5768 | 1991.3935 | 2159.7247 | 2298.819 | 2407.8035 | 2483.6128 | 2532.3346 | 2526.5397 | 2537.8087 | 2509.0578 | 2471.7253 | 2418.6378 | 2360.1383 | 2296.8911
Lct_BB003 | Number | SEPD | System Transformation | Fort Augustus | 0 | 0 | 0 | 0 | 0 | 0 | 0 | 0 | 0 | 0 | 0 | 0 | 0 | 0 | 0 | 0 | 0 | 0 | 0 | 0 | 0 | 0 | 0 | 0 | 0 | 0 | 0 | 0 | 0 | 0 | 0 | 0
Lct_BB005 | Number | SEPD | System Transformation | Fort Augustus | 82.5692 | 95.2285 | 100.863 | 110.8263 | 119.948 | 129.6397 | 149.0533 | 171.2768 | 190.1366 | 207.8493 | 245.9655 | 296.0376 | 350.7562 | 405.686 | 461.0588 | 516.7348 | 572.8508 | 615.757 | 658.8315 | 702.0342 | 745.4132 | 789.0419 | 844.3172 | 900.0887 | 956.5839 | 1013.726 | 1071.4696 | 1073.3943 | 1075.429 | 1077.5738 | 1079.8485 | 1082.1485
Lct_BB006 | Number | SEPD | System Transformation | Fort Augustus | 0 | 0 | 0.0005 | 0.001 | 0.0014 | 0.0018 | 0.0022 | 0.0027 | 0.0032 | 0.0037 | 0.0042 | 0.0057 | 0.012 | 0.0183 | 0.0245 | 0.0306 | 0.0367 | 0.042 | 0.0472 | 0.0524 | 0.0575 | 0.0625 | 0.0669 | 0.0713 | 0.0756 | 0.0799 | 0.0842 | 0.0842 | 0.0842 | 0.0842 | 0.0842 | 0.0842
Lct_BB007 | Number | SEPD | System Transformation | Fort Augustus | 0 | 0 | 0 | 0 | 0 | 0 | 0 | 0 | 0 | 0 | 0 | 0 | 0 | 0 | 0 | 0 | 0 | 0 | 0 | 0 | 0 | 0 | 0 | 0 | 0 | 0 | 0 | 0 | 0 | 0 | 0 | 0
Lct_BB008 | Number | SEPD | System Transformation | Fort Augustus | 0 | 0 | 0 | 0 | 0 | 0 | 0 | 0 | 0 | 0 | 0 | 0 | 0 | 0 | 0 | 0 | 0 | 0 | 0 | 0 | 0 | 0 | 0 | 0 | 0 | 0 | 0 | 0 | 0 | 0 | 0 | 0
Lct_BB010b | MW | SEPD | System Transformation | Fort Augustus | 0.07 | 0.08408 | 0.10832 | 0.16067 | 0.25374 | 0.35537 | 0.58604 | 0.7942 | 1.0137 | 1.2671 | 1.5008 | 1.7395 | 2.1501 | 2.6671 | 3.3226 | 3.9949 | 5.0569 | 6.6443 | 8.2163 | 8.9319 | 9.338 | 9.5489 | 9.6486 | 9.7043 | 9.7371 | 9.7371 | 9.7371 | 9.7371 | 9.7371 | 9.7371 | 9.7371 | 9.7371
Lct_BB011b | MW | SEPD | System Transformation | Fort Augustus | 0 | 0.0006 | 0.00385 | 0.00814 | 0.01312 | 0.01914 | 0.02632 | 0.03416 | 0.04337 | 0.05453 | 0.06779 | 0.08354 | 0.10647 | 0.13416 | 0.16656 | 0.20355 | 0.24349 | 0.28598 | 0.32897 | 0.37035 | 0.40744 | 0.43928 | 0.46546 | 0.48628 | 0.50196 | 0.51202 | 0.52198 | 0.53196 | 0.54222 | 0.55211 | 0.55899 | 0.5645
Lct_BB012b | MW | SEPD | System Transformation | Fort Augustus | 0.158 | 0.1582 | 0.15842 | 0.16027 | 0.16271 | 0.16555 | 0.16894 | 0.17307 | 0.17819 | 0.18441 | 0.19191 | 0.20095 | 0.21592 | 0.23395 | 0.25519 | 0.27949 | 0.30539 | 0.33302 | 0.36133 | 0.3887 | 0.41379 | 0.43549 | 0.45325 | 0.46709 | 0.47644 | 0.48062 | 0.48324 | 0.48438 | 0.48438 | 0.48438 | 0.48438 | 0.48438
Lct_BB013b | MW | SEPD | System Transformation | Fort Augustus | 0 | 0.0003 | 0.00059 | 0.0011 | 0.00157 | 0.002 | 0.00241 | 0.00339 | 0.00455 | 0.00592 | 0.00753 | 0.00943 | 0.01284 | 0.01695 | 0.0218 | 0.02739 | 0.0335 | 0.04011 | 0.04696 | 0.05374 | 0.06015 | 0.06598 | 0.07113 | 0.07561 | 0.07934 | 0.08152 | 0.08333 | 0.0848 | 0.08596 | 0.08683 | 0.08683 | 0.08683
Lct_BB014 | Number | SEPD | System Transformation | Fort Augustus | 1.8266 | 1.8406 | 2.0698 | 2.3499 | 2.6562 | 3.0028 | 3.4005 | 3.04 | 3.4026 | 3.8084 | 4.2578 | 4.7685 | 4.1766 | 4.7118 | 5.3187 | 6.0022 | 6.7701 | 10.1245 | 10.9063 | 11.7675 | 12.7261 | 13.78 | 15.7328 | 17.09 | 18.5708 | 20.221 | 22.0444 | 24.8548 | 28.0154 | 31.5857 | 35.603 | 40.1267
Other generation | MW | SEPD | System Transformation | Fort Augustus | 0 | 0 | 0 | 0 | 0 | 0 | 0 | 0 | 0 | 0 | 0 | 0 | 0 | 0 | 0 | 0 | 0 | 0 | 0 | 0 | 0 | 0 | 0 | 0 | 0 | 0 | 0 | 0 | 0 | 0 | 0 | 0
Srg_BB001 | MW | SEPD | System Transformation | Fort Augustus | 0 | 0 | 0.0023088 | 0.0047887 | 0.0071245 | 0.0095894 | 0.013259 | 0.029131 | 0.033977 | 0.038966 | 0.043742 | 0.052413 | 0.053382 | 0.055081 | 0.057043 | 0.057997 | 0.063259 | 0.065437 | 0.067947 | 0.070453 | 0.073576 | 0.076398 | 0.07903 | 0.081804 | 0.084047 | 0.086167 | 0.088375 | 0.089116 | 0.089824 | 0.090511 | 0.091177 | 0.091825
Srg_BB002 | MW | SEPD | System Transformation | Fort Augustus | 0 | 0 | 0.00012157 | 0.00024671 | 0.00037691 | 0.00051499 | 0.00066336 | 0.0013094 | 0.0013651 | 0.0014181 | 0.0014823 | 0.0015449 | 0.0016061 | 0.0016654 | 0.0017235 | 0.0017808 | 0.0018375 | 0.0018936 | 0.0019425 | 0.0019918 | 0.0020406 | 0.0020896 | 0.0025672 | 0.0030697 | 0.0035929 | 0.0041337 | 0.0046663 | 0.0047323 | 0.0047901 | 0.0048396 | 0.004881 | 0.004922
Data centres (MW) | MW | SEPD | System Transformation | Fort William | 0 | 0 | 0 | 0 | 0 | 0 | 0 | 0 | 0 | 0 | 0 | 0 | 0 | 0 | 0 | 0 | 0 | 0 | 0 | 0 | 0 | 0 | 0 | 0 | 0 | 0 | 0 | 0 | 0 | 0 | 0 | 0
Dem_BB001a | Number of homes (cumulative) | SEPD | System Transformation | Fort William | 0 | 70 | 164 | 226 | 288 | 355 | 404 | 449 | 477 | 506 | 536 | 569 | 600 | 626 | 648 | 661 | 671 | 678.9845 | 687.0603 | 694.0083 | 699.8673 | 704.7191 | 708.1915 | 710.5796 | 711.8921 | 712.1403 | 712.3437 | 712.5097 | 712.6442 | 712.7419 | 712.8068 | 712.8376
Dem_BB002b | Floorspace (m2) (cumulative) | SEPD | System Transformation | Fort William | 0 | 0 | 0 | 0 | 0 | 0 | 0 | 0 | 0 | 0 | 0 | 0 | 0 | 0 | 0 | 0 | 0 | 0 | 0 | 0 | 0 | 0 | 0 | 0 | 0 | 0 | 0 | 0 | 0 | 0 | 0 | 0
Domestic direct electric heating | Number | SEPD | System Transformation | Fort William | 4233.0638 | 4240.6186 | 4250.7735 | 4257.4693 | 4264.1652 | 4271.4012 | 4223.5402 | 4193.3754 | 4161.3391 | 4129.9489 | 4099.1004 | 4069.0428 | 4039.4567 | 4010.2155 | 3979.6395 | 3957.8497 | 3932.1994 | 3906.8677 | 3881.417 | 3856.4662 | 3831.8388 | 3807.7199 | 3784.723 | 3761.9661 | 3739.4768 | 3717.1345 | 3695.0389 | 3673.123 | 3651.4872 | 3630.079 | 3608.9502 | 3588.049
Gas: Hydrogen peaking | MW | SEPD | System Transformation | Fort William | 0 | 0 | 0 | 0 | 0 | 0 | 0 | 0 | 0 | 0 | 0 | 0 | 0 | 0 | 0 | 0 | 0 | 0 | 0 | 0 | 0 | 0 | 0 | 0 | 0 | 0 | 0 | 0 | 0.1 | 0.1 | 0.1 | 0.1
Gen_BB001 | MW | SEPD | System Transformation | Fort William | 0.1 | 0.1 | 0.1 | 0.1 | 0.1 | 0.1 | 0.1 | 0.1 | 0.1 | 0.1 | 0.1 | 0.1 | 0.1 | 0.1 | 0.1 | 0.1 | 0.1 | 0.1 | 0.1 | 0.1 | 0.1 | 0.1 | 0.1 | 0.1 | 0.1 | 0.1 | 0.1 | 0.1 | 0 | 0 | 0 | 0
Gen_BB004 | MW | SEPD | System Transformation | Fort William | 0 | 0 | 0 | 0 | 0 | 0 | 0 | 0 | 0 | 0 | 0 | 0 | 0 | 0 | 0 | 0 | 0 | 0 | 0 | 0 | 0 | 0 | 0 | 0 | 0 | 0 | 0 | 0 | 0 | 0 | 0 | 0
Gen_BB005 | MW | SEPD | System Transformation | Fort William | 0 | 0 | 0 | 0 | 0 | 0 | 0 | 0 | 0 | 0 | 0 | 0 | 0 | 0 | 0 | 0 | 0 | 0 | 0 | 0 | 0 | 0 | 0 | 0 | 0 | 0 | 0 | 0 | 0 | 0 | 0 | 0
Gen_BB006 | MW | SEPD | System Transformation | Fort William | 0 | 0 | 0 | 0 | 0 | 0 | 0 | 0 | 0 | 0 | 0 | 0 | 0 | 0 | 0 | 0 | 0 | 0 | 0 | 0 | 0 | 0 | 0 | 0 | 0 | 0 | 0 | 0 | 0 | 0 | 0 | 0
Gen_BB008 | MW | SEPD | System Transformation | Fort William | 0 | 0 | 0 | 0 | 0 | 0 | 0 | 0 | 0 | 0 | 0 | 0 | 0 | 0 | 0 | 0 | 0 | 0 | 0 | 0 | 0 | 0 | 0 | 0 | 0 | 0 | 0 | 0 | 0 | 0 | 0 | 0
Gen_BB010 | MW | SEPD | System Transformation | Fort William | 0 | 0 | 0 | 0 | 0 | 0 | 0 | 0 | 0 | 0 | 0 | 0 | 0 | 0 | 0 | 0 | 0 | 0 | 0 | 0 | 0 | 0 | 0 | 0 | 0 | 0 | 0 | 0 | 0 | 0 | 0 | 0
Gen_BB011 | MW | SEPD | System Transformation | Fort William | 0 | 0 | 0 | 0 | 0 | 0 | 0 | 0 | 0 | 0 | 0 | 0 | 0 | 0 | 0 | 0 | 0 | 0 | 0 | 0 | 0 | 0 | 0 | 0 | 0 | 0 | 0 | 0 | 0 | 0 | 0 | 0
Gen_BB012 | MW | SEPD | System Transformation | Fort William | 0.0102 | 0.097199 | 0.1002 | 0.1039 | 0.10857 | 0.11365 | 0.11955 | 0.13064 | 0.14084 | 0.15431 | 0.16753 | 0.18051 | 0.19327 | 0.20589 | 0.21845 | 0.23098 | 0.24346 | 0.25449 | 0.26557 | 0.27654 | 0.28751 | 0.29852 | 0.30902 | 0.31888 | 0.3281 | 0.33484 | 0.34158 | 0.34771 | 0.35323 | 0.35814 | 0.36307 | 0.36801
Gen_BB013 | MW | SEPD | System Transformation | Fort William | 0.92572 | 0.94081 | 0.97007 | 1.0016 | 1.0426 | 1.0937 | 1.1451 | 1.2224 | 1.2901 | 1.4047 | 1.5208 | 1.6404 | 1.7597 | 1.8793 | 2.0006 | 2.1167 | 2.2333 | 2.3403 | 2.4448 | 2.5514 | 2.6586 | 2.7686 | 2.8824 | 2.9914 | 3.0957 | 3.1808 | 3.267 | 3.3488 | 3.4263 | 3.4995 | 3.5729 | 3.6465
Gen_BB014 | MW | SEPD | System Transformation | Fort William | 0 | 0 | 0 | 0 | 0 | 0 | 0 | 0 | 0 | 0 | 0 | 0 | 0 | 0 | 0 | 0 | 0 | 0 | 0 | 0 | 0 | 0 | 0 | 0 | 0 | 0 | 0 | 0 | 0 | 0 | 0 | 0
Gen_BB015 | MW | SEPD | System Transformation | Fort William | 7 | 7 | 7 | 7 | 7 | 7 | 7 | 7 | 7 | 7.2354 | 7.5232 | 7.7529 | 8.26 | 10.6746 | 10.8994 | 11.1223 | 11.3431 | 11.5559 | 11.7604 | 11.956 | 12.1425 | 12.3194 | 12.5631 | 12.7378 | 12.9113 | 13.0834 | 13.254 | 13.4277 | 13.6045 | 13.7845 | 13.9677 | 14.1543
Gen_BB016 | MW | SEPD | System Transformation | Fort William | 0.79705 | 0.79705 | 0.79752 | 0.79825 | 0.79949 | 0.80221 | 0.81151 | 0.81734 | 0.8236 | 0.83016 | 0.83698 | 0.84391 | 0.85096 | 0.86158 | 0.87211 | 0.88614 | 0.89614 | 0.90936 | 0.91829 | 1.0927 | 1.1121 | 1.123 | 1.3337 | 1.3394 | 1.3446 | 1.3495 | 1.354 | 1.3581 | 1.3617 | 1.365 | 1.368 | 1.3705
Gen_BB017 | MW | SEPD | System Transformation | Fort William | 0 | 0 | 0 | 0 | 0 | 0 | 0 | 0 | 0 | 0 | 0 | 0 | 0 | 0 | 0 | 0 | 0 | 0 | 0 | 0 | 0 | 0 | 0 | 0 | 0 | 0 | 0 | 0 | 0 | 0 | 0 | 0
Gen_BB018 | MW | SEPD | System Transformation | Fort William | 64.1477 | 117.1977 | 118.7977 | 118.7977 | 118.9254 | 120.0652 | 120.3021 | 120.6473 | 120.9396 | 121.3134 | 121.6048 | 121.9803 | 122.2718 | 122.6456 | 123.021 | 123.3116 | 123.6879 | 123.9727 | 124.3347 | 124.6085 | 124.9613 | 125.3074 | 125.5669 | 125.9046 | 126.2372 | 126.4842 | 126.8092 | 127.1318 | 127.4501 | 127.6811 | 127.9927 | 128.2783
Hydrogen electrolysis | MW | SEPD | System Transformation | Fort William | 0 | 0 | 0 | 0 | 0 | 0 | 0 | 0 | 0 | 0 | 0 | 0 | 0 | 0 | 2.5 | 5 | 7.5 | 10 | 10 | 10 | 10 | 10 | 10 | 10.7 | 10.7 | 10.7 | 10.7 | 12.1 | 12.1 | 12.1 | 12.1 | 12.7
Lct_BB001 | Number | SEPD | System Transformation | Fort William | 38.6936 | 54.0977 | 84.596 | 155.5527 | 249.0983 | 378.6887 | 648.8167 | 1077.3607 | 1506.0453 | 1934.6371 | 2363.2383 | 2791.9478 | 3396.17 | 4197.9526 | 5089.0759 | 6045.766 | 7076.5514 | 8108.255 | 9097.2009 | 9998.9652 | 10786.6347 | 11436.8303 | 11946.4524 | 12287.1807 | 12511.3088 | 12508.5547 | 12658.8288 | 12524.832 | 12349.4349 | 12097.8588 | 11817.7529 | 11508.0175
Lct_BB003 | Number | SEPD | System Transformation | Fort William | 0 | 0 | 0 | 0 | 0 | 0 | 0 | 0 | 0 | 0 | 0 | 0 | 0 | 0 | 0 | 0 | 0 | 0 | 0 | 0 | 0 | 0 | 0 | 0 | 0 | 0 | 0 | 0 | 0 | 0 | 0 | 0
Lct_BB005 | Number | SEPD | System Transformation | Fort William | 609.1514 | 707.4885 | 747.7426 | 821.9624 | 889.7909 | 964.5671 | 1116.0463 | 1289.9832 | 1436.6359 | 1574.7132 | 1864.8657 | 2134.2079 | 2429.0565 | 2725.5641 | 3022.7714 | 3318.9989 | 3616.1761 | 3841.2902 | 4065.6057 | 4289.974 | 4513.674 | 4737.962 | 5020.4725 | 5304.6672 | 5591.0234 | 5879.0397 | 6167.8506 | 6174.7796 | 6182.1047 | 6189.8257 | 6198.0147 | 6206.2947
Lct_BB006 | Number | SEPD | System Transformation | Fort William | 0 | 0 | 0 | 0 | 0 | 0 | 0 | 0 | 0 | 0 | 0 | 0 | 0 | 0 | 0 | 0 | 0 | 0 | 0 | 0 | 0 | 0 | 0 | 0 | 0 | 0 | 0 | 0 | 0 | 0 | 0 | 0
Lct_BB007 | Number | SEPD | System Transformation | Fort William | 0 | 0 | 0 | 0 | 0 | 0 | 0 | 0 | 0 | 0 | 0 | 0 | 0 | 0 | 0 | 0 | 0 | 0 | 0 | 0 | 0 | 0 | 0 | 0 | 0 | 0 | 0 | 0 | 0 | 0 | 0 | 0
Lct_BB008 | Number | SEPD | System Transformation | Fort William | 0 | 0 | 0 | 0 | 0 | 0 | 0 | 0 | 0 | 0 | 0 | 0 | 0 | 0 | 0 | 0 | 0 | 0 | 0 | 0 | 0 | 0 | 0 | 0 | 0 | 0 | 0 | 0 | 0 | 0 | 0 | 0
Lct_BB010b | MW | SEPD | System Transformation | Fort William | 0.133 | 0.17474 | 0.219 | 0.40359 | 0.69638 | 1.1035 | 2.0139 | 2.9773 | 3.865 | 4.9924 | 5.9158 | 6.9153 | 8.7269 | 10.7643 | 13.383 | 16.3107 | 19.5932 | 25.2489 | 32.168 | 36.6623 | 39.3325 | 41.4487 | 42.8574 | 44.0398 | 44.4862 | 44.4862 | 44.4862 | 44.4862 | 44.4862 | 44.4862 | 44.4862 | 44.4862
Lct_BB011b | MW | SEPD | System Transformation | Fort William | 0.07 | 0.0765 | 0.09393 | 0.12155 | 0.15397 | 0.1916 | 0.23773 | 0.28722 | 0.34636 | 0.41726 | 0.50161 | 0.60193 | 0.74769 | 0.92268 | 1.1282 | 1.3624 | 1.6162 | 1.8867 | 2.1611 | 2.4247 | 2.6635 | 2.8691 | 3.0383 | 3.1747 | 3.2793 | 3.3487 | 3.4174 | 3.4862 | 3.5569 | 3.6251 | 3.6726 | 3.7106
Lct_BB012b | MW | SEPD | System Transformation | Fort William | 0.784 | 0.7859 | 0.7878 | 0.79798 | 0.8109 | 0.82593 | 0.8441 | 0.86466 | 0.8898 | 0.92047 | 0.95731 | 1.0012 | 1.0732 | 1.1598 | 1.2615 | 1.3774 | 1.5002 | 1.6307 | 1.7633 | 1.8909 | 2.0067 | 2.1057 | 2.1857 | 2.2469 | 2.2872 | 2.302 | 2.311 | 2.3148 | 2.3148 | 2.3148 | 2.3148 | 2.3148
Lct_BB013b | MW | SEPD | System Transformation | Fort William | 0 | 0.0053 | 0.01043 | 0.01954 | 0.02783 | 0.03543 | 0.04277 | 0.06009 | 0.08055 | 0.1048 | 0.13338 | 0.16706 | 0.22738 | 0.30011 | 0.38605 | 0.48505 | 0.59322 | 0.7102 | 0.83157 | 0.95171 | 1.0653 | 1.1686 | 1.2597 | 1.339 | 1.4051 | 1.4437 | 1.4758 | 1.5018 | 1.5223 | 1.5377 | 1.5377 | 1.5377
Lct_BB014 | Number | SEPD | System Transformation | Fort William | 9.0714 | 9.141 | 10.279 | 11.6701 | 13.1913 | 14.9128 | 16.8876 | 20.1275 | 22.528 | 25.2148 | 28.1904 | 31.572 | 38.105 | 42.988 | 48.5246 | 54.7611 | 61.7662 | 92.3699 | 99.5031 | 107.36 | 116.1061 | 125.7206 | 141.8461 | 154.0822 | 167.4332 | 182.3119 | 198.7517 | 224.0901 | 252.5858 | 284.7753 | 320.9945 | 361.78
Other generation | MW | SEPD | System Transformation | Fort William | 0 | 0 | 0 | 0 | 0 | 0 | 0 | 0 | 0 | 0 | 0 | 0 | 0 | 0 | 0 | 0 | 0 | 0 | 0 | 0 | 0 | 0 | 0 | 0 | 0 | 0 | 0 | 0 | 0 | 0 | 0 | 0
Srg_BB001 | MW | SEPD | System Transformation | Fort William | 0 | 0.0708 | 0.079285 | 0.087875 | 0.096377 | 0.10496 | 0.11427 | 0.2374 | 0.24756 | 0.25784 | 0.26804 | 0.28091 | 0.31328 | 0.34749 | 0.38306 | 0.41897 | 0.45962 | 0.46995 | 0.48056 | 0.4912 | 0.50236 | 0.5129 | 0.62101 | 0.72922 | 0.83706 | 0.94482 | 1.0527 | 1.0532 | 1.0537 | 1.0542 | 1.0547 | 1.0552
Srg_BB002 | MW | SEPD | System Transformation | Fort William | 0 | 0 | 0.00036984 | 0.0007515 | 0.0011499 | 0.0015738 | 0.0020311 | 0.004037 | 0.0042109 | 0.0043774 | 0.0045797 | 0.0047779 | 0.004972 | 0.0051609 | 0.0053463 | 0.0055293 | 0.005711 | 0.0058909 | 0.0060478 | 0.0062065 | 0.0063637 | 0.006522 | 0.0080636 | 0.0096872 | 0.011379 | 0.013129 | 0.014853 | 0.015067 | 0.015254 | 0.015415 | 0.015549 | 0.015682
Data centres (MW) | MW | SEPD | System Transformation | Fraserburgh | 0 | 0 | 0 | 0 | 0 | 0 | 0 | 0 | 0 | 0 | 0 | 0 | 0 | 0 | 0 | 0 | 0 | 0 | 0 | 0 | 0 | 0 | 0 | 0 | 0 | 0 | 0 | 0 | 0 | 0 | 0 | 0
Dem_BB001a | Number of homes (cumulative) | SEPD | System Transformation | Fraserburgh | 0 | 67.7261 | 135.5764 | 180.2341 | 217.9055 | 257.5546 | 297.2482 | 335.8901 | 374.4582 | 415.147 | 457.6895 | 503.5514 | 541.3848 | 579.3301 | 619.3466 | 652.3466 | 669.3466 | 700.2205 | 733.1754 | 765.0167 | 789.7793 | 804.4241 | 815.7818 | 826.0756 | 834.3122 | 841.5001 | 846.6541 | 851.7798 | 855.8816 | 857.9556 | 859.0047 | 859.028
Dem_BB002b | Floorspace (m2) (cumulative) | SEPD | System Transformation | Fraserburgh | 0 | 5550.243 | 9991.0744 | 10299.4485 | 10607.8227 | 10916.1968 | 11224.5709 | 11413.5219 | 11602.7992 | 11792.4028 | 11982.3327 | 12172.5889 | 12359.2558 | 12360.8873 | 12362.5188 | 12364.1503 | 12365.4555 | 12366.4344 | 12367.087 | 12367.4133 | 12367.4133 | 12367.4133 | 12367.4133 | 12367.4133 | 12367.4133 | 12367.4133 | 12367.4133 | 12367.4133 | 12367.4133 | 12367.4133 | 12367.4133 | 12367.4133
Domestic direct electric heating | Number | SEPD | System Transformation | Fraserburgh | 1365.9014 | 1373.2462 | 1380.5897 | 1385.4495 | 1389.5533 | 1393.8732 | 1382.4456 | 1372.5111 | 1362.8094 | 1353.5282 | 1344.6032 | 1336.1917 | 1327.0284 | 1318.5156 | 1311.4591 | 1307.6852 | 1300.6477 | 1295.727 | 1290.7077 | 1285.9928 | 1280.6343 | 1274.1551 | 1268.2303 | 1262.5143 | 1256.6606 | 1250.9078 | 1244.8658 | 1238.8672 | 1232.8539 | 1226.7063 | 1220.5474 | 1214.3734
Gas: Hydrogen peaking | MW | SEPD | System Transformation | Fraserburgh | 0 | 0 | 0 | 0 | 0 | 0 | 0 | 0 | 0 | 0 | 0 | 0 | 0 | 0 | 0 | 0 | 0 | 0 | 0 | 0 | 0 | 0 | 0 | 0 | 0 | 0 | 0 | 0 | 0 | 0 | 0 | 0
Gen_BB001 | MW | SEPD | System Transformation | Fraserburgh | 0 | 0 | 0 | 0 | 0 | 0 | 0 | 0 | 0 | 0 | 0 | 0 | 0 | 0 | 0 | 0 | 0 | 0 | 0 | 0 | 0 | 0 | 0 | 0 | 0 | 0 | 0 | 0 | 0 | 0 | 0 | 0
Gen_BB004 | MW | SEPD | System Transformation | Fraserburgh | 0 | 0 | 0 | 0 | 0 | 0 | 0 | 0 | 0 | 0 | 0 | 0 | 0 | 0 | 0 | 0 | 0 | 0 | 0 | 0 | 0 | 0 | 0 | 0 | 0 | 0 | 0 | 0 | 0 | 0 | 0 | 0
Gen_BB005 | MW | SEPD | System Transformation | Fraserburgh | 0 | 0 | 0 | 0 | 0 | 0 | 0 | 0 | 0 | 0 | 0 | 0 | 0 | 0 | 0 | 0 | 0 | 0 | 0 | 0 | 0 | 0 | 0 | 0 | 0 | 0 | 0 | 0 | 0 | 0 | 0 | 0
Gen_BB006 | MW | SEPD | System Transformation | Fraserburgh | 0 | 0 | 0 | 0 | 0 | 0 | 0 | 0 | 0 | 0 | 0 | 0 | 0 | 0 | 0 | 0 | 0 | 0 | 0 | 0 | 0 | 0 | 0 | 0 | 0 | 0 | 0 | 0 | 0 | 0 | 0 | 0
Gen_BB008 | MW | SEPD | System Transformation | Fraserburgh | 0 | 0 | 0 | 0 | 0 | 0 | 0 | 0 | 0 | 0 | 0 | 0 | 0 | 0 | 0 | 0 | 0 | 0 | 0 | 0 | 0 | 0 | 0 | 0 | 0 | 0 | 0 | 0 | 0 | 0 | 0 | 0
Gen_BB010 | MW | SEPD | System Transformation | Fraserburgh | 0 | 0 | 0 | 0 | 0 | 0 | 0 | 0 | 0 | 0 | 0 | 0 | 0 | 0 | 0 | 0 | 0 | 0 | 0 | 0 | 0 | 0 | 0 | 0 | 0 | 0 | 0 | 0 | 0 | 0 | 0 | 0
Gen_BB011 | MW | SEPD | System Transformation | Fraserburgh | 0 | 0 | 0 | 0 | 0 | 0 | 0 | 0 | 0 | 0 | 0 | 0 | 0 | 0 | 0 | 0 | 0 | 0 | 0 | 0 | 0 | 0 | 0 | 0 | 0 | 0 | 0 | 0 | 0 | 0 | 0 | 0
Gen_BB012 | MW | SEPD | System Transformation | Fraserburgh | 0.24201 | 0.2451 | 1.0997 | 1.1053 | 1.1123 | 1.1198 | 1.1284 | 1.3771 | 1.6662 | 2.0007 | 2.3948 | 2.9081 | 3.5026 | 4.178 | 4.8643 | 5.584 | 6.1911 | 6.6971 | 6.962 | 7.6186 | 7.8213 | 8.0202 | 8.2161 | 8.4119 | 8.7839 | 9.1501 | 9.5161 | 9.8457 | 10.1389 | 10.3955 | 10.6174 | 10.8043
Gen_BB013 | MW | SEPD | System Transformation | Fraserburgh | 1.4371 | 1.4517 | 1.4755 | 1.5018 | 1.5334 | 1.5716 | 1.6173 | 1.6891 | 1.7626 | 1.892 | 2.0246 | 2.1616 | 2.2924 | 2.4275 | 2.5668 | 2.7116 | 2.8427 | 2.9811 | 3.1192 | 3.2595 | 3.3939 | 3.5181 | 3.6427 | 3.7633 | 3.8769 | 3.9715 | 4.0638 | 4.1517 | 4.2339 | 4.3094 | 4.384 | 4.4576
Gen_BB014 | MW | SEPD | System Transformation | Fraserburgh | 0 | 0 | 0 | 0 | 0 | 0 | 0 | 0 | 0 | 0 | 0 | 0 | 0 | 0 | 0 | 0 | 0 | 0 | 0 | 0 | 0 | 0 | 0 | 0 | 0 | 0 | 0 | 0 | 0 | 0 | 0 | 0
Gen_BB015 | MW | SEPD | System Transformation | Fraserburgh | 1.6 | 1.6 | 1.6 | 1.6 | 1.6 | 1.6 | 1.6 | 1.6 | 1.6 | 1.6 | 1.6 | 1.6 | 1.6 | 1.6 | 1.6 | 1.6 | 1.6 | 1.6 | 1.6 | 2.4 | 2.4 | 2.4 | 2.4 | 2.4 | 2.4 | 2.4 | 2.4 | 2.4 | 2.4 | 2.4 | 2.4 | 2.4
Gen_BB016 | MW | SEPD | System Transformation | Fraserburgh | 2 | 2 | 2 | 2 | 2 | 2 | 2 | 2 | 2 | 2 | 2 | 2 | 2 | 2 | 2 | 2 | 2 | 2.05 | 2.095 | 2.35 | 2.35 | 3 | 3 | 3 | 3 | 3 | 3 | 3 | 3 | 3 | 3 | 3
Gen_BB017 | MW | SEPD | System Transformation | Fraserburgh | 0 | 0 | 0 | 0 | 0 | 0 | 0 | 0 | 0 | 0 | 0 | 0 | 0 | 0 | 0 | 0 | 0 | 0 | 0 | 0 | 0 | 0 | 0 | 0 | 0 | 0 | 0 | 0 | 0 | 0 | 0 | 0
Gen_BB018 | MW | SEPD | System Transformation | Fraserburgh | 0 | 0 | 0 | 0 | 0 | 0 | 0 | 0 | 0 | 0 | 0 | 0 | 0 | 0 | 0 | 0 | 0 | 0 | 0 | 0 | 0 | 0 | 0 | 0 | 0 | 0 | 0 | 0 | 0 | 0 | 0 | 0
Hydrogen electrolysis | MW | SEPD | System Transformation | Fraserburgh | 0 | 0 | 0 | 0 | 0 | 0 | 0 | 0 | 0 | 0 | 0 | 0 | 0 | 0 | 0 | 0 | 0 | 0 | 0 | 0 | 0 | 0 | 0 | 0 | 0 | 0 | 0 | 0 | 0 | 0 | 0 | 0
Lct_BB001 | Number | SEPD | System Transformation | Fraserburgh | 32.5186 | 45.367 | 72.0551 | 133.2933 | 213.9937 | 325.8278 | 568.2479 | 976.9083 | 1387.2088 | 1798.821 | 2212.1744 | 2627.8049 | 3198.9433 | 3954.1907 | 4793.258 | 5693.785 | 6662.8265 | 7632.9438 | 8563.4279 | 9413.4557 | 10158.4051 | 10776.156 | 11263.8582 | 11592.8581 | 11814.9541 | 11830.2102 | 11984.3706 | 11864.8171 | 11706.8898 | 11478.9424 | 11224.0618 | 10940.442
Lct_BB003 | Number | SEPD | System Transformation | Fraserburgh | 0 | 0 | 0.70695 | 1.77 | 3.0469 | 4.6053 | 6.5354 | 8.4561 | 10.6179 | 13.5295 | 16.8168 | 22.1599 | 28.2917 | 37.2857 | 48.5849 | 62.331 | 79.1009 | 98.2746 | 119.1351 | 140.4759 | 160.9578 | 179.7355 | 196.3562 | 210.8986 | 223.7501 | 235.4481 | 244.6056 | 252.2121 | 259.5835 | 265.9424 | 268.0612 | 269.9068
Lct_BB005 | Number | SEPD | System Transformation | Fraserburgh | 62.1051 | 89.0952 | 101.0483 | 121.1393 | 139.3251 | 159.2957 | 199.0376 | 244.4713 | 283.0606 | 319.4879 | 395.4102 | 466.346 | 542.8669 | 620.2391 | 698.5148 | 777.8855 | 856.6027 | 932.3446 | 1008.6042 | 1085.6255 | 1162.463 | 1238.617 | 1356.9388 | 1476.3317 | 1596.805 | 1717.6641 | 1838.1351 | 1845.4491 | 1852.9776 | 1860.4842 | 1868.2183 | 1875.8083
Lct_BB006 | Number | SEPD | System Transformation | Fraserburgh | 0 | 0 | 6.2963 | 12.5122 | 18.6485 | 24.7006 | 30.6718 | 37.3238 | 43.8652 | 50.2974 | 56.6203 | 67.4259 | 113.6754 | 159.4154 | 204.646 | 249.3668 | 293.5811 | 332.2749 | 370.4879 | 408.2203 | 445.4736 | 482.2447 | 514.3326 | 546.2058 | 577.864 | 609.3069 | 640.535 | 640.535 | 640.535 | 640.535 | 640.535 | 640.535
Lct_BB007 | Number | SEPD | System Transformation | Fraserburgh | 32.8913 | 42.4309 | 46.0957 | 53.237 | 59.7375 | 66.7309 | 81.2178 | 97.745 | 111.2587 | 123.5487 | 148.2069 | 170.3512 | 194.4961 | 218.6316 | 242.7577 | 266.8743 | 290.9814 | 310.233 | 329.4579 | 348.656 | 367.8273 | 386.9718 | 411.9965 | 437.7881 | 464.5616 | 491.4697 | 518.5354 | 515.6678 | 510.1165 | 504.9486 | 499.5288 | 494.3695
Lct_BB008 | Number | SEPD | System Transformation | Fraserburgh | 0 | 0 | 0.79508 | 1.5799 | 2.3544 | 3.1187 | 3.8727 | 4.7125 | 5.5385 | 6.3508 | 7.1494 | 7.9341 | 11.2924 | 14.6138 | 17.8983 | 21.1458 | 24.3563 | 27.166 | 29.9409 | 32.6808 | 35.3858 | 38.056 | 40.3861 | 42.7006 | 44.9995 | 47.2827 | 49.5504 | 49.5504 | 49.5504 | 49.5504 | 49.5504 | 49.5504
Lct_BB010b | MW | SEPD | System Transformation | Fraserburgh | 0.133 | 0.17891 | 0.24833 | 0.41467 | 0.65977 | 0.9534 | 1.8063 | 2.575 | 3.5325 | 4.4078 | 5.2641 | 6.1376 | 7.6464 | 9.5994 | 11.9518 | 14.4322 | 18.4375 | 22.8993 | 27.4074 | 31.0022 | 33.9753 | 35.8556 | 37.2819 | 38.2259 | 38.854 | 38.854 | 38.854 | 38.854 | 38.854 | 38.854 | 38.854 | 38.854
Lct_BB011b | MW | SEPD | System Transformation | Fraserburgh | 0.028 | 0.0383 | 0.05244 | 0.08169 | 0.11565 | 0.15599 | 0.20517 | 0.25899 | 0.32323 | 0.39998 | 0.49174 | 0.60179 | 0.75464 | 0.93802 | 1.1543 | 1.4025 | 1.6763 | 1.9717 | 2.2772 | 2.5781 | 2.8602 | 3.115 | 3.3401 | 3.5387 | 3.7123 | 3.8599 | 4.0061 | 4.1524 | 4.3029 | 4.4479 | 4.5488 | 4.6297
Lct_BB012b | MW | SEPD | System Transformation | Fraserburgh | 0.2 | 0.2089 | 0.2179 | 0.24505 | 0.27763 | 0.31612 | 0.36324 | 0.41494 | 0.47745 | 0.55272 | 0.64257 | 0.7497 | 0.92072 | 1.1268 | 1.369 | 1.646 | 1.9413 | 2.256 | 2.5757 | 2.8826 | 3.1608 | 3.3984 | 3.5899 | 3.7363 | 3.8339 | 3.8561 | 3.8676 | 3.8726 | 3.8726 | 3.8726 | 3.8726 | 3.8726
Lct_BB013b | MW | SEPD | System Transformation | Fraserburgh | 0 | 0 | 0 | 0 | 0 | 0 | 0 | 0 | 0 | 0 | 0 | 0 | 0 | 0 | 0 | 0 | 0 | 0 | 0 | 0 | 0 | 0 | 0 | 0 | 0 | 0 | 0 | 0 | 0 | 0 | 0 | 0
Lct_BB014 | Number | SEPD | System Transformation | Fraserburgh | 7.7382 | 7.7976 | 8.7684 | 9.9551 | 11.2527 | 12.7212 | 14.4057 | 22.3073 | 24.9677 | 27.9455 | 31.2433 | 34.9912 | 51.8812 | 58.5294 | 66.0677 | 74.5589 | 84.0966 | 125.7646 | 135.4766 | 146.174 | 158.0821 | 171.1726 | 199.9637 | 217.2132 | 236.0344 | 257.0092 | 280.1848 | 315.905 | 356.0759 | 401.4543 | 452.5134 | 510.0096
Other generation | MW | SEPD | System Transformation | Fraserburgh | 0 | 0 | 0 | 0 | 0 | 0 | 0 | 0 | 0 | 0 | 0 | 0 | 0 | 0 | 0 | 0 | 0 | 0 | 0 | 0 | 0 | 0 | 0 | 0 | 0 | 0 | 0 | 0 | 0 | 0 | 0 | 0
Srg_BB001 | MW | SEPD | System Transformation | Fraserburgh | 0 | 0.053559 | 0.061243 | 0.069101 | 0.076813 | 0.084655 | 0.093712 | 0.19574 | 0.2062 | 0.21673 | 0.22694 | 0.24111 | 0.26606 | 0.2925 | 0.32007 | 0.34756 | 0.38011 | 0.38866 | 0.39752 | 0.40651 | 0.41611 | 0.42495 | 0.5078 | 0.59106 | 0.67377 | 0.75634 | 0.839 | 0.83978 | 0.84052 | 0.84123 | 0.84192 | 0.84258
Srg_BB002 | MW | SEPD | System Transformation | Fraserburgh | 0 | 0 | 0.00056971 | 0.0011543 | 0.00176 | 0.0023995 | 0.0030832 | 0.006032 | 0.0062838 | 0.0065201 | 0.0068021 | 0.0070743 | 0.0073373 | 0.0075903 | 0.0078359 | 0.008076 | 0.0083124 | 0.0085447 | 0.0087461 | 0.0089484 | 0.0091477 | 0.0093472 | 0.011281 | 0.013309 | 0.015415 | 0.017588 | 0.019723 | 0.019987 | 0.020218 | 0.020416 | 0.020581 | 0.020744
Data centres (MW) | MW | SEPD | System Transformation | GRIFFIN WINDFARM GSP | 0 | 0 | 0 | 0 | 0 | 0 | 0 | 0 | 0 | 0 | 0 | 0 | 0 | 0 | 0 | 0 | 0 | 0 | 0 | 0 | 0 | 0 | 0 | 0 | 0 | 0 | 0 | 0 | 0 | 0 | 0 | 0
Dem_BB001a | Number of homes (cumulative) | SEPD | System Transformation | GRIFFIN WINDFARM GSP | 0 | 0 | 0 | 0 | 0 | 0 | 0 | 0 | 0 | 0 | 0 | 0 | 0 | 0 | 0 | 0 | 0 | 0.0092426 | 0.019342 | 0.028241 | 0.036305 | 0.050446 | 0.058288 | 0.064731 | 0.069919 | 0.07404 | 0.077417 | 0.080171 | 0.082404 | 0.084026 | 0.085103 | 0.085614
Dem_BB002b | Floorspace (m2) (cumulative) | SEPD | System Transformation | GRIFFIN WINDFARM GSP | 0 | 0 | 0 | 0 | 0 | 0 | 0 | 0 | 0 | 0 | 0 | 0 | 0 | 0 | 0 | 0 | 0 | 0 | 0 | 0 | 0 | 0 | 0 | 0 | 0 | 0 | 0 | 0 | 0 | 0 | 0 | 0
Domestic direct electric heating | Number | SEPD | System Transformation | GRIFFIN WINDFARM GSP | 0 | 0 | 0 | 0 | 0 | 0 | 0 | 0 | 0 | 0 | 0 | 0 | 0 | 0 | 0 | 0 | 0 | 0 | 0 | 0 | 0 | 0 | 0 | 0 | 0 | 0 | 0 | 0 | 0 | 0 | 0 | 0
Gas: Hydrogen peaking | MW | SEPD | System Transformation | GRIFFIN WINDFARM GSP | 0 | 0 | 0 | 0 | 0 | 0 | 0 | 0 | 0 | 0 | 0 | 0 | 0 | 0 | 0 | 0 | 0 | 0 | 0 | 0 | 0 | 0 | 0 | 0 | 0 | 0 | 0 | 0 | 0 | 0 | 0 | 0
Gen_BB001 | MW | SEPD | System Transformation | GRIFFIN WINDFARM GSP | 0 | 0 | 0 | 0 | 0 | 0 | 0 | 0 | 0 | 0 | 0 | 0 | 0 | 0 | 0 | 0 | 0 | 0 | 0 | 0 | 0 | 0 | 0 | 0 | 0 | 0 | 0 | 0 | 0 | 0 | 0 | 0
Gen_BB004 | MW | SEPD | System Transformation | GRIFFIN WINDFARM GSP | 0 | 0 | 0 | 0 | 0 | 0 | 0 | 0 | 0 | 0 | 0 | 0 | 0 | 0 | 0 | 0 | 0 | 0 | 0 | 0 | 0 | 0 | 0 | 0 | 0 | 0 | 0 | 0 | 0 | 0 | 0 | 0
Gen_BB005 | MW | SEPD | System Transformation | GRIFFIN WINDFARM GSP | 0 | 0 | 0 | 0 | 0 | 0 | 0 | 0 | 0 | 0 | 0 | 0 | 0 | 0 | 0 | 0 | 0 | 0 | 0 | 0 | 0 | 0 | 0 | 0 | 0 | 0 | 0 | 0 | 0 | 0 | 0 | 0
Gen_BB006 | MW | SEPD | System Transformation | GRIFFIN WINDFARM GSP | 0 | 0 | 0 | 0 | 0 | 0 | 0 | 0 | 0 | 0 | 0 | 0 | 0 | 0 | 0 | 0 | 0 | 0 | 0 | 0 | 0 | 0 | 0 | 0 | 0 | 0 | 0 | 0 | 0 | 0 | 0 | 0
Gen_BB008 | MW | SEPD | System Transformation | GRIFFIN WINDFARM GSP | 0 | 0 | 0 | 0 | 0 | 0 | 0 | 0 | 0 | 0 | 0 | 0 | 0 | 0 | 0 | 0 | 0 | 0 | 0 | 0 | 0 | 0 | 0 | 0 | 0 | 0 | 0 | 0 | 0 | 0 | 0 | 0
Gen_BB010 | MW | SEPD | System Transformation | GRIFFIN WINDFARM GSP | 0 | 0 | 0 | 0 | 0 | 0 | 0 | 0 | 0 | 0 | 0 | 0 | 0 | 0 | 0 | 0 | 0 | 0 | 0 | 0 | 0 | 0 | 0 | 0 | 0 | 0 | 0 | 0 | 0 | 0 | 0 | 0
Gen_BB011 | MW | SEPD | System Transformation | GRIFFIN WINDFARM GSP | 0 | 0 | 0 | 0 | 0 | 0 | 0 | 0 | 0 | 0 | 0 | 0 | 0 | 0 | 0 | 0 | 0 | 0 | 0 | 0 | 0 | 0 | 0 | 0 | 0 | 0 | 0 | 0 | 0 | 0 | 0 | 0
Gen_BB012 | MW | SEPD | System Transformation | GRIFFIN WINDFARM GSP | 0 | 0 | 0 | 0 | 0 | 0 | 0 | 0 | 0 | 0 | 0 | 0 | 0 | 0 | 0 | 0 | 0 | 0 | 0 | 0 | 0 | 0 | 0 | 0 | 0 | 0 | 0 | 0 | 0 | 0 | 0 | 0
Gen_BB013 | MW | SEPD | System Transformation | GRIFFIN WINDFARM GSP | 0 | 0 | 0 | 0 | 0 | 0 | 0 | 0 | 0 | 0 | 0 | 0 | 0 | 0 | 0 | 0 | 0 | 0 | 0 | 0 | 0 | 0 | 0 | 0 | 0 | 0 | 0 | 0 | 0 | 0 | 0 | 0
Gen_BB014 | MW | SEPD | System Transformation | GRIFFIN WINDFARM GSP | 0 | 0 | 0 | 0 | 0 | 0 | 0 | 0 | 0 | 0 | 0 | 0 | 0 | 0 | 0 | 0 | 0 | 0 | 0 | 0 | 0 | 0 | 0 | 0 | 0 | 0 | 0 | 0 | 0 | 0 | 0 | 0
Gen_BB015 | MW | SEPD | System Transformation | GRIFFIN WINDFARM GSP | 0 | 0 | 0 | 0 | 0 | 0 | 0 | 0 | 0 | 0 | 0 | 0 | 0 | 0 | 0 | 0 | 0 | 0 | 0 | 0 | 0 | 0 | 0 | 0 | 0 | 0 | 0 | 0 | 0 | 0 | 0 | 0
Gen_BB016 | MW | SEPD | System Transformation | GRIFFIN WINDFARM GSP | 0 | 0 | 0 | 0 | 0 | 0 | 0 | 0 | 0 | 0 | 0 | 0 | 0 | 0 | 0 | 0 | 0 | 0 | 0 | 0 | 0 | 0 | 0 | 0 | 0 | 0 | 0 | 0 | 0 | 0 | 0 | 0
Gen_BB017 | MW | SEPD | System Transformation | GRIFFIN WINDFARM GSP | 0 | 0 | 0 | 0 | 0 | 0 | 0 | 0 | 0 | 0 | 0 | 0 | 0 | 0 | 0 | 0 | 0 | 0 | 0 | 0 | 0 | 0 | 0 | 0 | 0 | 0 | 0 | 0 | 0 | 0 | 0 | 0
Gen_BB018 | MW | SEPD | System Transformation | GRIFFIN WINDFARM GSP | 0 | 0 | 0 | 0 | 0 | 0 | 0 | 0 | 0 | 0 | 0 | 0 | 0 | 0 | 0 | 0 | 0 | 0 | 0 | 0 | 0 | 0 | 0 | 0 | 0 | 0 | 0 | 0 | 0 | 0 | 0 | 0
Hydrogen electrolysis | MW | SEPD | System Transformation | GRIFFIN WINDFARM GSP | 0 | 0 | 0 | 0 | 0 | 0 | 0 | 0 | 0 | 0 | 0 | 0 | 0 | 0 | 0 | 0 | 0 | 0 | 0 | 0 | 0 | 0 | 0 | 0 | 0 | 0 | 0 | 0 | 0 | 0 | 0 | 0
Lct_BB001 | Number | SEPD | System Transformation | GRIFFIN WINDFARM GSP | 0 | 0 | 0 | 0 | 0 | 0 | 0 | 0 | 0 | 0 | 0 | 0 | 0 | 0 | 0 | 0 | 0 | 0 | 0 | 0 | 0 | 0 | 0 | 0 | 0 | 0 | 0 | 0 | 0 | 0 | 0 | 0
Lct_BB003 | Number | SEPD | System Transformation | GRIFFIN WINDFARM GSP | 0 | 0 | 0 | 0 | 0 | 0 | 0 | 0 | 0 | 0 | 0 | 0 | 0 | 0 | 0 | 0 | 0 | 0 | 0 | 0 | 0 | 0 | 0 | 0 | 0 | 0 | 0 | 0 | 0 | 0 | 0 | 0
Lct_BB005 | Number | SEPD | System Transformation | GRIFFIN WINDFARM GSP | 0 | 0 | 0 | 0 | 0 | 0 | 0 | 0 | 0 | 0 | 0 | 0 | 0 | 0 | 0 | 0 | 0 | 0 | 0 | 0 | 0 | 0 | 0 | 0 | 0 | 0 | 0 | 0 | 0 | 0 | 0 | 0
Lct_BB006 | Number | SEPD | System Transformation | GRIFFIN WINDFARM GSP | 0 | 0 | 0 | 0 | 0 | 0 | 0 | 0 | 0 | 0 | 0 | 0 | 0 | 0 | 0 | 0 | 0 | 0 | 0 | 0 | 0 | 0 | 0 | 0 | 0 | 0 | 0 | 0 | 0 | 0 | 0 | 0
Lct_BB007 | Number | SEPD | System Transformation | GRIFFIN WINDFARM GSP | 0 | 0 | 0 | 0 | 0 | 0 | 0 | 0 | 0 | 0 | 0 | 0 | 0 | 0 | 0 | 0 | 0 | 0 | 0 | 0 | 0 | 0 | 0 | 0 | 0 | 0 | 0 | 0 | 0 | 0 | 0 | 0
Lct_BB008 | Number | SEPD | System Transformation | GRIFFIN WINDFARM GSP | 0 | 0 | 0 | 0 | 0 | 0 | 0 | 0 | 0 | 0 | 0 | 0 | 0 | 0 | 0 | 0 | 0 | 0 | 0 | 0 | 0 | 0 | 0 | 0 | 0 | 0 | 0 | 0 | 0 | 0 | 0 | 0
Lct_BB010b | MW | SEPD | System Transformation | GRIFFIN WINDFARM GSP | 0 | 0 | 0 | 0 | 0 | 0 | 0 | 0 | 0 | 0 | 0 | 0 | 0 | 0 | 0 | 0 | 0 | 0 | 0 | 0 | 0 | 0 | 0 | 0 | 0 | 0 | 0 | 0 | 0 | 0 | 0 | 0
Lct_BB011b | MW | SEPD | System Transformation | GRIFFIN WINDFARM GSP | 0 | 0 | 0 | 0 | 0 | 0 | 0 | 0 | 0 | 0 | 0 | 0 | 0 | 0 | 0 | 0 | 0 | 0 | 0 | 0 | 0 | 0 | 0 | 0 | 0 | 0 | 0 | 0 | 0 | 0 | 0 | 0
Lct_BB012b | MW | SEPD | System Transformation | GRIFFIN WINDFARM GSP | 0 | 0 | 0 | 0 | 0 | 0 | 0 | 0 | 0 | 0 | 0 | 0 | 0 | 0 | 0 | 0 | 0 | 0 | 0 | 0 | 0 | 0 | 0 | 0 | 0 | 0 | 0 | 0 | 0 | 0 | 0 | 0
Lct_BB013b | MW | SEPD | System Transformation | GRIFFIN WINDFARM GSP | 0 | 0 | 0 | 0 | 0 | 0 | 0 | 0 | 0 | 0 | 0 | 0 | 0 | 0 | 0 | 0 | 0 | 0 | 0 | 0 | 0 | 0 | 0 | 0 | 0 | 0 | 0 | 0 | 0 | 0 | 0 | 0
Lct_BB014 | Number | SEPD | System Transformation | GRIFFIN WINDFARM GSP | 0 | 0 | 0 | 0 | 0 | 0 | 0 | 0 | 0 | 0 | 0 | 0 | 0 | 0 | 0 | 0 | 0 | 0 | 0 | 0 | 0 | 0 | 0 | 0 | 0 | 0 | 0 | 0 | 0 | 0 | 0 | 0
Other generation | MW | SEPD | System Transformation | GRIFFIN WINDFARM GSP | 0 | 0 | 0 | 0 | 0 | 0 | 0 | 0 | 0 | 0 | 0 | 0 | 0 | 0 | 0 | 0 | 0 | 0 | 0 | 0 | 0 | 0 | 0 | 0 | 0 | 0 | 0 | 0 | 0 | 0 | 0 | 0
Srg_BB001 | MW | SEPD | System Transformation | GRIFFIN WINDFARM GSP | 0 | 0 | 0 | 0 | 0 | 0 | 0 | 0 | 0 | 0 | 0 | 0 | 0 | 0 | 0 | 0 | 0 | 0 | 0 | 0 | 0 | 0 | 0 | 0 | 0 | 0 | 0 | 0 | 0 | 0 | 0 | 0
Srg_BB002 | MW | SEPD | System Transformation | GRIFFIN WINDFARM GSP | 0 | 0 | 0 | 0 | 0 | 0 | 0 | 0 | 0 | 0 | 0 | 0 | 0 | 0 | 0 | 0 | 0 | 0 | 0 | 0 | 0 | 0 | 0 | 0 | 0 | 0 | 0 | 0 | 0 | 0 | 0 | 0
Data centres (MW) | MW | SEPD | System Transformation | Glenagnes | 0 | 0 | 0 | 0 | 0 | 0 | 0 | 0 | 0 | 0 | 0 | 0 | 0 | 0 | 0 | 0 | 0 | 0 | 0 | 0 | 0 | 0 | 0 | 0 | 0 | 0 | 0 | 0 | 0 | 0 | 0 | 0
Dem_BB001a | Number of homes (cumulative) | SEPD | System Transformation | Glenagnes | 0 | 48.3454 | 117.7689 | 139.0712 | 247.3821 | 310.6789 | 380.0039 | 433.2962 | 486.5421 | 533.864 | 562.0938 | 590.5429 | 615.5429 | 632.5429 | 645.5429 | 658.5429 | 666.5429 | 672.1497 | 677.8127 | 680.3969 | 680.9263 | 681.3786 | 681.6295 | 681.8356 | 682.0015 | 682.1334 | 682.2414 | 682.3295 | 682.4009 | 682.4528 | 682.4873 | 682.5036
Dem_BB002b | Floorspace (m2) (cumulative) | SEPD | System Transformation | Glenagnes | 0 | 0 | 560 | 584 | 2108 | 9277 | 10011 | 18725 | 22254 | 23830.5 | 25407 | 26983.5 | 29220 | 31182.5 | 32690 | 34245 | 34612.5 | 34802.5 | 34992.5 | 35182.5 | 35372.5 | 35507.5 | 35602.5 | 35650 | 35650 | 35650 | 35650 | 35650 | 35650 | 35650 | 35650 | 35650
Domestic direct electric heating | Number | SEPD | System Transformation | Glenagnes | 742.0167 | 747.2022 | 754.6537 | 756.9213 | 768.5859 | 775.39 | 784.7822 | 783.4682 | 782.3105 | 780.3757 | 775.8972 | 771.5954 | 767.6248 | 763.1336 | 757.1115 | 754.1047 | 749.7829 | 745.5656 | 741.0158 | 736.4192 | 731.7927 | 727.2565 | 723.3744 | 719.6802 | 716.1783 | 712.7452 | 709.2592 | 705.799 | 702.4041 | 699.0748 | 695.8086 | 692.6062
Gas: Hydrogen peaking | MW | SEPD | System Transformation | Glenagnes | 0 | 0 | 0 | 0 | 0 | 0 | 0 | 0 | 0 | 0 | 0 | 0 | 0 | 0 | 0 | 0 | 0 | 0 | 0 | 0 | 0 | 3 | 3 | 3 | 3 | 3 | 3 | 3 | 3 | 3 | 3 | 3
Gen_BB001 | MW | SEPD | System Transformation | Glenagnes | 3 | 3 | 3 | 3 | 3 | 3 | 3 | 3 | 3 | 3 | 3 | 0 | 0 | 0 | 0 | 0 | 0 | 0 | 0 | 0 | 0 | 0 | 0 | 0 | 0 | 0 | 0 | 0 | 0 | 0 | 0 | 0
Gen_BB004 | MW | SEPD | System Transformation | Glenagnes | 0 | 0 | 0 | 0 | 0 | 0 | 0 | 0 | 0 | 0 | 0 | 0 | 0 | 0 | 0 | 0 | 0 | 0 | 0 | 0 | 0 | 0 | 0 | 0 | 0 | 0 | 0 | 0 | 0 | 0 | 0 | 0
Gen_BB005 | MW | SEPD | System Transformation | Glenagnes | 0 | 0 | 0 | 0 | 0 | 0 | 0 | 0 | 0 | 0 | 0 | 0 | 0 | 0 | 0 | 0 | 0 | 0 | 0 | 0 | 0 | 0 | 0 | 0 | 0 | 0 | 0 | 0 | 0 | 0 | 0 | 0
Gen_BB006 | MW | SEPD | System Transformation | Glenagnes | 0 | 0 | 0 | 0 | 0 | 0 | 0 | 0 | 0 | 0 | 0 | 0 | 0 | 0 | 0 | 0 | 0 | 0 | 0 | 0 | 0 | 0 | 0 | 0 | 0 | 0 | 0 | 0 | 0 | 0 | 0 | 0
Gen_BB008 | MW | SEPD | System Transformation | Glenagnes | 0 | 0 | 0 | 0 | 0 | 0 | 0 | 0 | 0 | 0 | 0 | 0 | 0 | 0 | 0 | 0 | 0 | 0 | 0 | 0 | 0 | 0 | 0 | 0 | 0 | 0 | 0 | 0 | 0 | 0 | 0 | 0
Gen_BB010 | MW | SEPD | System Transformation | Glenagnes | 0 | 0 | 0 | 0 | 0 | 0 | 0 | 0 | 0 | 0 | 0 | 0 | 0 | 0 | 0 | 0 | 0 | 0 | 0 | 0 | 0 | 0 | 0 | 0 | 0 | 0 | 0 | 0 | 0 | 0 | 0 | 0
Gen_BB011 | MW | SEPD | System Transformation | Glenagnes | 0 | 0 | 0 | 0 | 0 | 0 | 0 | 0 | 0 | 0 | 0 | 0 | 0 | 0 | 0 | 0 | 0 | 0 | 0 | 0 | 0 | 0 | 0 | 0 | 0 | 0 | 0 | 0 | 0 | 0 | 0 | 0
Gen_BB012 | MW | SEPD | System Transformation | Glenagnes | 0.127 | 0.22704 | 0.22711 | 0.22719 | 0.22731 | 0.22744 | 0.2276 | 0.22794 | 0.22827 | 0.23057 | 0.23336 | 0.23651 | 0.23992 | 0.24354 | 0.24736 | 0.25134 | 0.25546 | 0.2592 | 0.26307 | 0.26699 | 0.27099 | 0.2751 | 0.27906 | 0.2828 | 0.28631 | 0.28884 | 0.29138 | 0.29368 | 0.29573 | 0.29753 | 0.29935 | 0.30117
Gen_BB013 | MW | SEPD | System Transformation | Glenagnes | 0.019357 | 0.024883 | 0.038676 | 0.045315 | 0.085192 | 0.11441 | 0.1524 | 0.18725 | 0.22588 | 0.30328 | 0.36797 | 0.43406 | 0.50132 | 0.56439 | 0.62613 | 0.69169 | 0.75369 | 0.81125 | 0.86602 | 0.91968 | 0.97259 | 1.0258 | 1.0828 | 1.1386 | 1.1933 | 1.2397 | 1.286 | 1.3303 | 1.3727 | 1.413 | 1.4535 | 1.4941
Gen_BB014 | MW | SEPD | System Transformation | Glenagnes | 0 | 0 | 0 | 0 | 0 | 0 | 0 | 0 | 0 | 0 | 0 | 0 | 0 | 0 | 0 | 0 | 0 | 0 | 0 | 0 | 0 | 0 | 0 | 0 | 0 | 0 | 0 | 0 | 0 | 0 | 0 | 0
Gen_BB015 | MW | SEPD | System Transformation | Glenagnes | 0 | 0 | 0 | 0 | 0 | 0 | 0 | 0 | 0 | 0 | 0 | 0 | 0 | 0 | 0 | 0 | 0 | 0 | 0 | 0 | 0 | 0 | 0 | 0 | 0 | 0 | 0 | 0 | 0 | 0 | 0 | 0
Gen_BB016 | MW | SEPD | System Transformation | Glenagnes | 0 | 0 | 0 | 0 | 0 | 0 | 0 | 0 | 0 | 0 | 0 | 0 | 0 | 0 | 0 | 0 | 0 | 0 | 0 | 0 | 0 | 0 | 0 | 0 | 0 | 0 | 0 | 0 | 0 | 0 | 0 | 0
Gen_BB017 | MW | SEPD | System Transformation | Glenagnes | 0 | 0 | 0 | 0 | 0 | 0 | 0 | 0 | 0 | 0 | 0 | 0 | 0 | 0 | 0 | 0 | 0 | 0 | 0 | 0 | 0 | 0 | 0 | 0 | 0 | 0 | 0 | 0 | 0 | 0 | 0 | 0
Gen_BB018 | MW | SEPD | System Transformation | Glenagnes | 5.2 | 5.2 | 5.2 | 5.2 | 5.2 | 5.2 | 5.2 | 5.2 | 5.2 | 5.2 | 5.2 | 5.2 | 5.2 | 5.2 | 5.2 | 5.2 | 5.2 | 5.2 | 5.2 | 5.2 | 5.2 | 5.2 | 5.2 | 5.2 | 5.2 | 5.2 | 5.2 | 5.2 | 5.2 | 5.2 | 5.2 | 5.2
Hydrogen electrolysis | MW | SEPD | System Transformation | Glenagnes | 0 | 0 | 0 | 0 | 0 | 0 | 0 | 0 | 0 | 0 | 0 | 0 | 0 | 0 | 0 | 0 | 0 | 0 | 0 | 0 | 0 | 0 | 0 | 0 | 0 | 0 | 0 | 0 | 0 | 0 | 0 | 0
Lct_BB001 | Number | SEPD | System Transformation | Glenagnes | 5.9321 | 9.7081 | 17.256 | 35.9658 | 60.8566 | 97.3413 | 156.1659 | 273.3502 | 390.5009 | 507.6671 | 624.8148 | 741.9819 | 872.4946 | 1067.6625 | 1276.05 | 1489.6736 | 1707.3649 | 1914.9499 | 2104.7434 | 2270.5395 | 2412.9837 | 2529.9542 | 2621.8617 | 2673.8413 | 2711.8341 | 2727.9211 | 2821.451 | 2797.5108 | 2765.3822 | 2717.8152 | 2662.8834 | 2597.5729
Lct_BB003 | Number | SEPD | System Transformation | Glenagnes | 0 | 0 | 0 | 0 | 0 | 0 | 0 | 0 | 0 | 0 | 0 | 0 | 0 | 0 | 0 | 0 | 0 | 0 | 0 | 0 | 0 | 0 | 0 | 0 | 0 | 0 | 0 | 0 | 0 | 0 | 0 | 0
Lct_BB005 | Number | SEPD | System Transformation | Glenagnes | 3.897 | 29.8107 | 41.6224 | 60.5012 | 81.1179 | 101.6361 | 141.8243 | 186.9547 | 225.2702 | 260.9959 | 322.8848 | 343.5174 | 365.4975 | 386.1121 | 405.5694 | 424.5456 | 443.0808 | 464.7724 | 486.2701 | 507.8074 | 529.4428 | 551.2769 | 591.5673 | 632.3801 | 672.3177 | 712.4194 | 751.9325 | 756.3594 | 761.0393 | 765.9722 | 771.2041 | 776.4941
Lct_BB006 | Number | SEPD | System Transformation | Glenagnes | 0 | 0 | 10.3554 | 20.577 | 30.6652 | 40.6178 | 50.4372 | 61.3754 | 72.1339 | 82.7118 | 93.1114 | 99.6025 | 127.3849 | 154.8624 | 182.0338 | 208.8989 | 235.4586 | 258.7011 | 281.6554 | 304.3218 | 326.6994 | 348.7873 | 368.063 | 387.2097 | 406.2266 | 425.1146 | 443.8743 | 443.8743 | 443.8743 | 443.8743 | 443.8743 | 443.8743
Lct_BB007 | Number | SEPD | System Transformation | Glenagnes | 46.4278 | 59.8936 | 65.0667 | 75.1469 | 84.3227 | 94.1944 | 114.6435 | 137.9725 | 157.0479 | 174.3958 | 209.2023 | 240.4601 | 274.5421 | 308.6107 | 342.6659 | 376.7078 | 410.7364 | 437.9111 | 465.0481 | 492.1473 | 519.2087 | 546.2321 | 585.3428 | 625.4525 | 665.9406 | 706.7208 | 747.8001 | 730.5728 | 714.2487 | 698.9882 | 684.1215 | 670.0412
Lct_BB008 | Number | SEPD | System Transformation | Glenagnes | 0 | 0 | 1.1223 | 2.2302 | 3.3235 | 4.4022 | 5.4665 | 6.652 | 7.818 | 8.9646 | 10.0917 | 11.1994 | 15.9399 | 20.6283 | 25.2645 | 29.8486 | 34.3805 | 38.3465 | 42.2633 | 46.1309 | 49.9492 | 53.7183 | 57.0074 | 60.2744 | 63.5194 | 66.7424 | 69.9434 | 69.9434 | 69.9434 | 69.9434 | 69.9434 | 69.9434
Lct_BB010b | MW | SEPD | System Transformation | Glenagnes | 0.046 | 0.04663 | 0.05309 | 0.0675 | 0.07732 | 0.11228 | 0.19681 | 0.28463 | 0.35297 | 0.45388 | 0.52943 | 0.61821 | 0.79991 | 0.99799 | 1.2405 | 1.4931 | 1.8126 | 2.1373 | 2.4767 | 2.7517 | 3.0181 | 3.2248 | 3.4652 | 3.5733 | 3.668 | 3.668 | 3.668 | 3.668 | 3.668 | 3.668 | 3.668 | 3.668
Lct_BB011b | MW | SEPD | System Transformation | Glenagnes | 0.193 | 0.207 | 0.2216 | 0.2554 | 0.2946 | 0.34047 | 0.39633 | 0.457 | 0.52935 | 0.61611 | 0.71954 | 0.84307 | 1.0192 | 1.2306 | 1.4792 | 1.7634 | 2.0735 | 2.4057 | 2.7455 | 3.0757 | 3.3792 | 3.6463 | 3.8738 | 4.0653 | 4.2219 | 4.3414 | 4.4598 | 4.5783 | 4.7001 | 4.8175 | 4.8992 | 4.9647
Lct_BB012b | MW | SEPD | System Transformation | Glenagnes | 0.312 | 0.3166 | 0.32155 | 0.33888 | 0.35957 | 0.38344 | 0.41184 | 0.45282 | 0.50323 | 0.56497 | 0.63987 | 0.73038 | 0.87672 | 1.0562 | 1.2708 | 1.5206 | 1.7923 | 2.0874 | 2.3937 | 2.6953 | 2.9769 | 3.2263 | 3.4362 | 3.6058 | 3.7295 | 3.7784 | 3.8083 | 3.8213 | 3.8213 | 3.8213 | 3.8213 | 3.8213
Lct_BB013b | MW | SEPD | System Transformation | Glenagnes | 0 | 0 | 0 | 0 | 0 | 0 | 0 | 0 | 0 | 0 | 0 | 0 | 0 | 0 | 0 | 0 | 0 | 0 | 0 | 0 | 0 | 0 | 0 | 0 | 0 | 0 | 0 | 0 | 0 | 0 | 0 | 0
Lct_BB014 | Number | SEPD | System Transformation | Glenagnes | 47.4206 | 47.7846 | 53.7334 | 61.0056 | 68.9575 | 77.9564 | 88.2796 | 89.8056 | 100.5159 | 112.5039 | 125.7805 | 140.8689 | 140.2693 | 158.244 | 178.625 | 201.5823 | 227.3691 | 340.0253 | 366.2832 | 395.2055 | 427.4011 | 462.7933 | 450.7115 | 489.5913 | 532.0136 | 579.2902 | 631.5272 | 712.0392 | 802.5832 | 904.8646 | 1019.95 | 1149.5446
Other generation | MW | SEPD | System Transformation | Glenagnes | 0 | 0 | 0 | 0 | 0 | 0 | 0 | 0 | 0 | 0 | 0 | 0 | 0 | 0 | 0 | 0 | 0 | 0 | 0 | 0 | 0 | 0 | 0 | 0 | 0 | 0 | 0 | 0 | 0 | 0 | 0 | 0
Srg_BB001 | MW | SEPD | System Transformation | Glenagnes | 0 | 0.055026 | 0.060529 | 0.066031 | 0.071534 | 0.077036 | 0.082539 | 0.17058 | 0.17608 | 0.18159 | 0.18709 | 0.19259 | 0.21724 | 0.24277 | 0.26919 | 0.29648 | 0.32465 | 0.33126 | 0.33786 | 0.34446 | 0.35107 | 0.35767 | 0.44021 | 0.52275 | 0.60529 | 0.68782 | 0.77036 | 0.77036 | 0.77036 | 0.77036 | 0.77036 | 0.77036
Srg_BB002 | MW | SEPD | System Transformation | Glenagnes | 0 | 0 | 8.0291e-06 | 1.6539e-05 | 2.5714e-05 | 3.5814e-05 | 4.7126e-05 | 0.00010005 | 0.00010489 | 0.00011496 | 0.00013275 | 0.00015485 | 0.00018043 | 0.00020866 | 0.00023928 | 0.00027208 | 0.00030697 | 0.00034333 | 0.00037656 | 0.00041153 | 0.0004475 | 0.00048494 | 0.00086026 | 0.0012653 | 0.0016962 | 0.0021478 | 0.0025983 | 0.0026548 | 0.0027046 | 0.0027477 | 0.0027839 | 0.0028201
Data centres (MW) | MW | SEPD | System Transformation | Grudie Bridge | 0 | 0 | 0 | 0 | 0 | 0 | 0 | 0 | 0 | 0 | 0 | 0 | 0 | 0 | 0 | 0 | 0 | 0 | 0 | 0 | 0 | 0 | 0 | 0 | 0 | 0 | 0 | 0 | 0 | 0 | 0 | 0
Dem_BB001a | Number of homes (cumulative) | SEPD | System Transformation | Grudie Bridge | 0 | 18 | 19 | 20 | 20 | 20 | 20 | 20 | 20 | 20 | 20 | 20 | 20 | 20 | 20 | 20 | 20 | 20.5189 | 21.086 | 21.5856 | 22.0384 | 22.5321 | 22.8059 | 23.0309 | 23.212 | 23.3559 | 23.4738 | 23.57 | 23.648 | 23.7046 | 23.7422 | 23.76
Dem_BB002b | Floorspace (m2) (cumulative) | SEPD | System Transformation | Grudie Bridge | 0 | 0 | 0 | 5639.4 | 10437.75 | 17263 | 18593.2 | 19923.4 | 21253.6 | 22583.8 | 23914 | 25244.2 | 26104.45 | 26604 | 26604 | 26604 | 26604 | 26604 | 26604 | 26604 | 26604 | 26604 | 26604 | 26604 | 26604 | 26604 | 26604 | 26604 | 26604 | 26604 | 26604 | 26604
Domestic direct electric heating | Number | SEPD | System Transformation | Grudie Bridge | 1594.7822 | 1596.7243 | 1596.8329 | 1596.9408 | 1596.9408 | 1596.9407 | 1576.2823 | 1565.63 | 1555.1114 | 1544.7147 | 1534.4338 | 1524.2526 | 1514.1945 | 1504.3618 | 1492.7873 | 1485.4275 | 1477.15 | 1469.0786 | 1460.9606 | 1452.91 | 1445.0743 | 1437.6725 | 1430.7173 | 1423.8249 | 1417.1248 | 1410.498 | 1403.9228 | 1397.3983 | 1390.9538 | 1384.5705 | 1378.2693 | 1372.0317
Gas: Hydrogen peaking | MW | SEPD | System Transformation | Grudie Bridge | 0 | 0 | 0 | 0 | 0 | 0 | 0 | 0 | 0 | 0 | 0 | 0 | 0 | 0 | 0 | 0 | 0 | 0 | 0 | 0 | 0 | 0 | 0 | 0 | 0 | 0 | 0 | 0 | 0 | 0 | 0 | 0
Gen_BB001 | MW | SEPD | System Transformation | Grudie Bridge | 0 | 0 | 0 | 0 | 0 | 0 | 0 | 0 | 0 | 0 | 0 | 0 | 0 | 0 | 0 | 0 | 0 | 0 | 0 | 0 | 0 | 0 | 0 | 0 | 0 | 0 | 0 | 0 | 0 | 0 | 0 | 0
Gen_BB004 | MW | SEPD | System Transformation | Grudie Bridge | 0 | 0 | 0 | 0 | 0 | 0 | 0 | 0 | 0 | 0 | 0 | 0 | 0 | 0 | 0 | 0 | 0 | 0 | 0 | 0 | 0 | 0 | 0 | 0 | 0 | 0 | 0 | 0 | 0 | 0 | 0 | 0
Gen_BB005 | MW | SEPD | System Transformation | Grudie Bridge | 0 | 0 | 0 | 0 | 0 | 0 | 0 | 0 | 0 | 0 | 0 | 0 | 0 | 0 | 0 | 0 | 0 | 0 | 0 | 0 | 0 | 0 | 0 | 0 | 0 | 0 | 0 | 0 | 0 | 0 | 0 | 0
Gen_BB006 | MW | SEPD | System Transformation | Grudie Bridge | 0 | 0 | 0 | 0 | 0 | 0 | 0 | 0 | 0 | 0 | 0 | 0 | 0 | 0 | 0 | 0 | 0 | 0 | 0 | 0 | 0 | 0 | 0 | 0 | 0 | 0 | 0 | 0 | 0 | 0 | 0 | 0
Gen_BB008 | MW | SEPD | System Transformation | Grudie Bridge | 0 | 0 | 0 | 0 | 0 | 0 | 0 | 0 | 0 | 0 | 0 | 0 | 0 | 0 | 0 | 0 | 0 | 0 | 0 | 0 | 0 | 0 | 0 | 0 | 0 | 0 | 0 | 0 | 0 | 0 | 0 | 0
Gen_BB010 | MW | SEPD | System Transformation | Grudie Bridge | 0 | 0 | 0 | 0 | 0 | 0 | 0 | 0 | 0 | 0 | 0 | 0 | 0 | 0 | 0 | 0 | 0 | 0 | 0 | 0 | 0 | 0 | 0 | 0 | 0 | 0 | 0 | 0 | 0 | 0 | 0 | 0
Gen_BB011 | MW | SEPD | System Transformation | Grudie Bridge | 0 | 0 | 0 | 0 | 0 | 0 | 0 | 0 | 0 | 0 | 0 | 0 | 0 | 0 | 0 | 0 | 0 | 0 | 0 | 0 | 0 | 0 | 0 | 0 | 0 | 0 | 0 | 0 | 0 | 0 | 0 | 0
Gen_BB012 | MW | SEPD | System Transformation | Grudie Bridge | 0.03816 | 0.0396 | 0.041734 | 0.044332 | 0.047551 | 0.050966 | 0.054839 | 0.061846 | 0.067993 | 0.07661 | 0.085016 | 0.093224 | 0.10126 | 0.10919 | 0.11706 | 0.1249 | 0.13268 | 0.13956 | 0.14644 | 0.15326 | 0.16007 | 0.16689 | 0.17339 | 0.1795 | 0.1852 | 0.18938 | 0.19356 | 0.19736 | 0.20078 | 0.20382 | 0.20688 | 0.20995
Gen_BB013 | MW | SEPD | System Transformation | Grudie Bridge | 0.66994 | 0.67437 | 0.67822 | 0.68319 | 0.68924 | 0.6962 | 0.70453 | 0.72097 | 0.73712 | 0.79391 | 0.84984 | 0.90491 | 0.95899 | 1.0134 | 1.0705 | 1.1295 | 1.1917 | 1.249 | 1.3057 | 1.3623 | 1.4204 | 1.4821 | 1.5447 | 1.6043 | 1.6622 | 1.7089 | 1.7556 | 1.7995 | 1.8408 | 1.8794 | 1.9181 | 1.9569
Gen_BB014 | MW | SEPD | System Transformation | Grudie Bridge | 0 | 0 | 0 | 0 | 0 | 0 | 0 | 0 | 0 | 0 | 0 | 0 | 0 | 0 | 0 | 0 | 0 | 0 | 0 | 0 | 0 | 0 | 0 | 0 | 0 | 0 | 0 | 0 | 0 | 0 | 0 | 0
Gen_BB015 | MW | SEPD | System Transformation | Grudie Bridge | 39.1 | 39.1 | 39.1 | 39.1 | 39.1 | 39.1 | 39.1 | 39.1 | 39.1 | 39.285 | 39.5112 | 39.6917 | 40.0902 | 40.6126 | 40.7892 | 40.9644 | 41.138 | 41.3052 | 41.4659 | 41.6196 | 41.7662 | 41.9052 | 42.0968 | 42.2341 | 42.3704 | 52.2806 | 52.4147 | 52.5512 | 52.6902 | 52.8317 | 52.9757 | 53.1223
Gen_BB016 | MW | SEPD | System Transformation | Grudie Bridge | 0.55269 | 0.55269 | 0.55307 | 0.55364 | 0.55461 | 0.55675 | 0.56406 | 0.56864 | 0.57356 | 0.57872 | 0.58407 | 0.58952 | 0.59506 | 0.60341 | 0.61169 | 0.62271 | 0.63057 | 0.64096 | 0.64798 | 0.65541 | 0.67065 | 0.67917 | 0.68757 | 0.94204 | 0.94618 | 0.95001 | 0.95356 | 0.95675 | 0.95963 | 0.96222 | 0.96454 | 0.96652
Gen_BB017 | MW | SEPD | System Transformation | Grudie Bridge | 0 | 0 | 0 | 0 | 0 | 0 | 0 | 0 | 0 | 0 | 0 | 0 | 0 | 0 | 0 | 0 | 0 | 0 | 0 | 0 | 0 | 0 | 0 | 0 | 0 | 0 | 0 | 0 | 0 | 0 | 0 | 0
Gen_BB018 | MW | SEPD | System Transformation | Grudie Bridge | 55.9679 | 58.0179 | 60.5179 | 60.5179 | 60.6043 | 61.3753 | 61.5355 | 61.769 | 61.9668 | 62.2196 | 62.4168 | 62.6707 | 62.8679 | 63.1208 | 63.3747 | 63.5713 | 63.8259 | 64.0185 | 64.2634 | 64.4486 | 64.6872 | 64.9213 | 65.0969 | 65.3253 | 65.5503 | 65.7174 | 65.9372 | 66.1554 | 66.3708 | 66.527 | 66.7378 | 66.931
Hydrogen electrolysis | MW | SEPD | System Transformation | Grudie Bridge | 0 | 0 | 0 | 0 | 0 | 0 | 0 | 0 | 0 | 0 | 0 | 0 | 0 | 0 | 0 | 0 | 0 | 0 | 0 | 0 | 0 | 0 | 0 | 0 | 0 | 0 | 0 | 0 | 0.7 | 0.7 | 0.7 | 0.7
Lct_BB001 | Number | SEPD | System Transformation | Grudie Bridge | 18.6733 | 25.2705 | 38.553 | 68.74 | 108.4128 | 162.3484 | 292.9513 | 457.8738 | 622.819 | 787.7308 | 952.6891 | 1117.5732 | 1379.8422 | 1714.9811 | 2094.9054 | 2511.4713 | 2971.3365 | 3440.4232 | 3898.1312 | 4321.7924 | 4693.9444 | 5001.6283 | 5242.5386 | 5411.8496 | 5519.9997 | 5504.3019 | 5517.5774 | 5453.9755 | 5371.4558 | 5254.4839 | 5125.885 | 4987.6292
Lct_BB003 | Number | SEPD | System Transformation | Grudie Bridge | 0 | 0 | 0 | 0 | 0 | 0 | 0 | 0 | 0 | 0 | 0 | 0 | 0 | 0 | 0 | 0 | 0 | 0 | 0 | 0 | 0 | 0 | 0 | 0 | 0 | 0 | 0 | 0 | 0 | 0 | 0 | 0
Lct_BB005 | Number | SEPD | System Transformation | Grudie Bridge | 247.9946 | 278.4511 | 289.9759 | 312.4601 | 332.865 | 355.458 | 402.2299 | 456.1102 | 501.8549 | 544.9122 | 638.2415 | 757.9102 | 888.7471 | 1020.2991 | 1152.9074 | 1286.4187 | 1420.8191 | 1523.3222 | 1626.1827 | 1729.229 | 1832.4522 | 1935.3122 | 2065.3027 | 2196.0635 | 2328.6208 | 2462.6071 | 2598.0717 | 2601.3438 | 2604.8028 | 2608.4489 | 2612.3159 | 2616.2259
Lct_BB006 | Number | SEPD | System Transformation | Grudie Bridge | 0 | 0 | 0 | 0 | 0 | 0 | 0 | 0 | 0 | 0 | 0 | 0 | 0 | 0 | 0 | 0 | 0 | 0 | 0 | 0 | 0 | 0 | 0 | 0 | 0 | 0 | 0 | 0 | 0 | 0 | 0 | 0
Lct_BB007 | Number | SEPD | System Transformation | Grudie Bridge | 0 | 0 | 0 | 0 | 0 | 0 | 0 | 0 | 0 | 0 | 0 | 0 | 0 | 0 | 0 | 0 | 0 | 0 | 0 | 0 | 0 | 0 | 0 | 0 | 0 | 0 | 0 | 0 | 0 | 0 | 0 | 0
Lct_BB008 | Number | SEPD | System Transformation | Grudie Bridge | 0 | 0 | 0 | 0 | 0 | 0 | 0 | 0 | 0 | 0 | 0 | 0 | 0 | 0 | 0 | 0 | 0 | 0 | 0 | 0 | 0 | 0 | 0 | 0 | 0 | 0 | 0 | 0 | 0 | 0 | 0 | 0
Lct_BB010b | MW | SEPD | System Transformation | Grudie Bridge | 0.077 | 0.0884 | 0.10635 | 0.19882 | 0.34621 | 0.52481 | 1.089 | 1.6082 | 2.1418 | 2.7278 | 3.341 | 3.9057 | 4.8921 | 5.9999 | 7.355 | 9.0203 | 10.7939 | 13.5464 | 18.2223 | 21.3283 | 23.281 | 23.9836 | 24.444 | 24.8764 | 24.9898 | 24.9898 | 24.9898 | 24.9898 | 24.9898 | 24.9898 | 24.9898 | 24.9898
Lct_BB011b | MW | SEPD | System Transformation | Grudie Bridge | 0.068 | 0.0686 | 0.07581 | 0.08476 | 0.09532 | 0.1077 | 0.12277 | 0.13895 | 0.15798 | 0.18061 | 0.20736 | 0.23949 | 0.28739 | 0.34458 | 0.41185 | 0.48812 | 0.57018 | 0.65694 | 0.74411 | 0.82663 | 0.89943 | 0.96034 | 1.0079 | 1.0433 | 1.0669 | 1.0769 | 1.0869 | 1.0969 | 1.1071 | 1.117 | 1.1239 | 1.1294
Lct_BB012b | MW | SEPD | System Transformation | Grudie Bridge | 0.396 | 0.3962 | 0.3964 | 0.39988 | 0.40457 | 0.41007 | 0.4167 | 0.42345 | 0.43174 | 0.44187 | 0.45393 | 0.46815 | 0.49221 | 0.52063 | 0.55357 | 0.59055 | 0.62888 | 0.669 | 0.70917 | 0.74704 | 0.78068 | 0.80872 | 0.83047 | 0.84622 | 0.85527 | 0.85931 | 0.86185 | 0.86295 | 0.86295 | 0.86295 | 0.86295 | 0.86295
Lct_BB013b | MW | SEPD | System Transformation | Grudie Bridge | 0 | 0.0006 | 0.00128 | 0.00241 | 0.00343 | 0.00438 | 0.0053 | 0.00747 | 0.01002 | 0.01304 | 0.01661 | 0.02082 | 0.02835 | 0.03742 | 0.04815 | 0.06051 | 0.07401 | 0.08863 | 0.10379 | 0.11878 | 0.13296 | 0.14586 | 0.15724 | 0.16714 | 0.17539 | 0.18021 | 0.18421 | 0.18746 | 0.19001 | 0.19194 | 0.19194 | 0.19194
Lct_BB014 | Number | SEPD | System Transformation | Grudie Bridge | 2.9276 | 2.9501 | 3.3173 | 3.7663 | 4.2572 | 4.8128 | 5.4501 | 5.0366 | 5.6373 | 6.3096 | 7.0542 | 7.9004 | 7.4553 | 8.4107 | 9.4939 | 10.7141 | 12.0847 | 18.0724 | 19.468 | 21.0052 | 22.7164 | 24.5975 | 28.5831 | 31.0488 | 33.7391 | 36.7373 | 40.05 | 45.1559 | 50.898 | 57.3844 | 64.6829 | 72.9015
Other generation | MW | SEPD | System Transformation | Grudie Bridge | 0 | 0 | 0 | 0 | 0 | 0 | 0 | 0 | 0 | 0 | 0 | 0 | 0 | 0 | 0 | 0 | 0 | 0 | 0 | 0 | 0 | 0 | 0 | 0 | 0 | 0 | 0 | 0 | 0 | 0 | 0 | 0
Srg_BB001 | MW | SEPD | System Transformation | Grudie Bridge | 0 | 0.0095378 | 0.018341 | 0.027727 | 0.036623 | 0.045957 | 0.075311 | 0.2137 | 0.25235 | 0.2907 | 0.32595 | 0.38728 | 0.39786 | 0.41246 | 0.42854 | 0.43875 | 0.47325 | 0.48641 | 0.50113 | 0.51561 | 0.53308 | 0.54661 | 0.57225 | 0.59835 | 0.62208 | 0.64607 | 0.67036 | 0.67367 | 0.6768 | 0.6798 | 0.68267 | 0.68543
Srg_BB002 | MW | SEPD | System Transformation | Grudie Bridge | 0 | 0 | 0.00026466 | 0.00053551 | 0.00081525 | 0.0011096 | 0.0014228 | 0.0027633 | 0.002877 | 0.0029853 | 0.0031163 | 0.0032443 | 0.0033692 | 0.0034904 | 0.0036091 | 0.003726 | 0.0038418 | 0.0039563 | 0.0040561 | 0.0041568 | 0.0042564 | 0.0043566 | 0.0053316 | 0.0063576 | 0.0074258 | 0.0085301 | 0.0096174 | 0.0097523 | 0.0098702 | 0.0099713 | 0.010056 | 0.01014
Data centres (MW) | MW | SEPD | System Transformation | Inverness | 0 | 0 | 0 | 0 | 0 | 0 | 0 | 0 | 0 | 0 | 0 | 0 | 0 | 0 | 0 | 0 | 0 | 0 | 0 | 0 | 0 | 0 | 0 | 0 | 0 | 0 | 0 | 0 | 0 | 0 | 0 | 0
Dem_BB001a | Number of homes (cumulative) | SEPD | System Transformation | Inverness | 0 | 396.5722 | 794.0624 | 1132.4036 | 1482.7913 | 1846.1034 | 2170.5659 | 2527.8538 | 2841.8929 | 3161.3391 | 3474.2918 | 3800.9632 | 4134.3189 | 4419.1874 | 4674.9196 | 4837.451 | 4965.451 | 5075.5178 | 5185.8688 | 5276.8215 | 5349.4974 | 5406.7904 | 5447.062 | 5472.1067 | 5483.9479 | 5484.6161 | 5485.1637 | 5485.6104 | 5485.9724 | 5486.2354 | 5486.4101 | 5486.493
Dem_BB002b | Floorspace (m2) (cumulative) | SEPD | System Transformation | Inverness | 0 | 0 | 19519.08 | 51538.352 | 100956.1857 | 146803.4143 | 184677.863 | 202304.375 | 220336.037 | 233911.049 | 247486.061 | 261061.073 | 272037.5233 | 278345.5467 | 281438.55 | 282248.85 | 282654 | 282654 | 282654 | 282654 | 282654 | 282654 | 282654 | 282654 | 282654 | 282654 | 282654 | 282654 | 282654 | 282654 | 282654 | 282654
Domestic direct electric heating | Number | SEPD | System Transformation | Inverness | 5736.7859 | 5779.5629 | 5822.3258 | 5858.8294 | 5896.6292 | 5935.8334 | 5925.3976 | 5897.8879 | 5865.0415 | 5833.4418 | 5801.233 | 5771.4797 | 5744.6136 | 5713.8511 | 5681.9411 | 5654.8136 | 5619.4393 | 5583.3324 | 5546.6766 | 5508.9757 | 5470.5232 | 5431.1868 | 5393.0205 | 5354.0122 | 5314.4759 | 5274.5187 | 5234.5666 | 5195.0618 | 5156.0749 | 5117.8113 | 5080.1552 | 5043.081
Gas: Hydrogen peaking | MW | SEPD | System Transformation | Inverness | 0 | 0 | 0 | 0 | 0 | 0 | 0 | 0 | 0 | 0 | 0 | 0 | 0 | 0 | 0 | 0 | 0 | 0 | 0 | 0 | 0 | 0.23 | 0.23 | 0.23 | 0.23 | 0.23 | 0.23 | 0.23 | 0.23 | 0.23 | 0.23 | 0.23
Gen_BB001 | MW | SEPD | System Transformation | Inverness | 0.35 | 0.35 | 0.35 | 0.35 | 0.35 | 0.35 | 0.35 | 0.35 | 0.35 | 0.35 | 0.35 | 0.35 | 0.12 | 0.12 | 0.12 | 0.12 | 0 | 0 | 0 | 0 | 0 | 0 | 0 | 0 | 0 | 0 | 0 | 0 | 0 | 0 | 0 | 0
Gen_BB004 | MW | SEPD | System Transformation | Inverness | 0.24 | 0.24 | 0.24 | 0.24 | 0.24 | 0.24 | 0.24 | 0.24 | 0.24 | 0.24 | 0.24 | 0.24 | 0.24 | 0.24 | 0.24 | 0.24 | 0.24 | 0.24 | 0.24 | 0.24 | 0.24 | 0.24 | 0.24 | 0.24 | 0.24 | 0.24 | 0.24 | 0.24 | 0.24 | 0.24 | 0.24 | 0.24
Gen_BB005 | MW | SEPD | System Transformation | Inverness | 0 | 0 | 0 | 0 | 0 | 0 | 0 | 0 | 0 | 0 | 0 | 0 | 0 | 0 | 0 | 0 | 0 | 0 | 0 | 0 | 0 | 0 | 0 | 0 | 0 | 0 | 0 | 0 | 0 | 0 | 0 | 0
Gen_BB006 | MW | SEPD | System Transformation | Inverness | 0 | 1.2 | 1.2 | 1.2 | 1.2 | 1.2 | 1.2 | 1.2 | 1.2 | 1.2 | 1.2 | 1.2 | 1.2 | 1.2 | 1.2 | 1.2 | 1.2 | 1.2 | 1.2 | 1.2 | 1.2 | 0 | 0 | 0 | 0 | 0 | 0 | 0 | 0 | 0 | 0 | 0
Gen_BB008 | MW | SEPD | System Transformation | Inverness | 0 | 0 | 0 | 0 | 0 | 0 | 0 | 0 | 0 | 0 | 0 | 0 | 0 | 0 | 0 | 0 | 0 | 0 | 0 | 0 | 0 | 0 | 0 | 0 | 0 | 0 | 0 | 0 | 0 | 0 | 0 | 0
Gen_BB010 | MW | SEPD | System Transformation | Inverness | 0 | 0 | 0 | 0 | 0 | 0 | 0 | 0 | 0 | 0 | 0 | 0 | 0 | 0 | 0 | 0 | 0 | 0 | 0 | 0 | 0 | 0 | 0 | 0 | 0 | 0 | 0 | 0 | 0 | 0 | 0 | 0
Gen_BB011 | MW | SEPD | System Transformation | Inverness | 0 | 0 | 0 | 0 | 0 | 0 | 0 | 0 | 0 | 0 | 0 | 0 | 0 | 0 | 0 | 0 | 0 | 0 | 0 | 0 | 0 | 0 | 0 | 0 | 0 | 0 | 0 | 0 | 0 | 0 | 0 | 0
Gen_BB012 | MW | SEPD | System Transformation | Inverness | 0.21833 | 0.66818 | 0.6758 | 0.68579 | 0.69931 | 0.71509 | 0.73488 | 0.77603 | 0.81808 | 0.86924 | 0.92096 | 0.97289 | 1.0248 | 1.0769 | 1.1293 | 1.1822 | 1.2352 | 1.2824 | 1.33 | 1.3775 | 1.4252 | 1.4734 | 1.5194 | 1.5626 | 1.6032 | 1.6327 | 1.6622 | 1.6891 | 1.7132 | 1.7346 | 1.756 | 1.7776
Gen_BB013 | MW | SEPD | System Transformation | Inverness | 2.2037 | 2.3078 | 2.4764 | 2.6876 | 2.9668 | 3.3007 | 3.6797 | 4.3008 | 4.9045 | 5.5701 | 6.2477 | 6.9542 | 7.6799 | 8.3815 | 9.0806 | 9.6934 | 10.303 | 10.8557 | 11.4044 | 11.9391 | 12.4637 | 12.9769 | 13.4794 | 13.9463 | 14.3804 | 14.721 | 15.0633 | 15.3863 | 15.6879 | 15.9704 | 16.2534 | 16.5372
Gen_BB014 | MW | SEPD | System Transformation | Inverness | 0 | 0 | 0 | 0 | 0 | 0 | 0 | 0 | 0 | 0 | 0 | 0 | 0 | 0 | 0 | 0 | 0 | 0 | 0 | 0 | 0 | 0 | 0 | 0 | 0 | 0 | 0 | 0 | 0 | 0 | 0 | 0
Gen_BB015 | MW | SEPD | System Transformation | Inverness | 60 | 60 | 60 | 60 | 60 | 60 | 60 | 60 | 60 | 60.8191 | 61.8205 | 62.6197 | 64.384 | 66.6965 | 67.4786 | 68.2541 | 69.0225 | 69.7631 | 70.4743 | 71.155 | 71.8038 | 72.4194 | 88.2675 | 88.8754 | 89.4789 | 90.0776 | 90.6713 | 91.2756 | 91.8908 | 92.5172 | 93.1547 | 93.8038
Gen_BB016 | MW | SEPD | System Transformation | Inverness | 0.73328 | 0.73328 | 0.73494 | 0.73747 | 0.74177 | 0.75124 | 0.78359 | 0.80389 | 0.82567 | 0.84851 | 0.87222 | 0.89633 | 0.92086 | 0.95781 | 0.99447 | 1.0433 | 1.0781 | 1.1241 | 1.1551 | 1.188 | 1.5055 | 1.5432 | 1.5804 | 1.6002 | 1.6186 | 1.6355 | 1.6512 | 1.6653 | 1.6781 | 1.6896 | 1.6998 | 1.7086
Gen_BB017 | MW | SEPD | System Transformation | Inverness | 0 | 0 | 0 | 0 | 0 | 0 | 0 | 0 | 0 | 0 | 0 | 0 | 0 | 0 | 0 | 0 | 0 | 0 | 0 | 0 | 0 | 0 | 0 | 0 | 0 | 0 | 0 | 0 | 0 | 0 | 0 | 0
Gen_BB018 | MW | SEPD | System Transformation | Inverness | 6.95 | 7.05 | 7.05 | 7.05 | 7.0651 | 7.1996 | 7.2275 | 7.2682 | 7.3027 | 7.3468 | 7.3812 | 7.4255 | 7.4599 | 7.504 | 7.5483 | 7.5826 | 7.627 | 7.6606 | 7.7033 | 7.7356 | 7.7773 | 7.8181 | 7.8487 | 7.8886 | 7.9278 | 7.957 | 7.9953 | 8.0334 | 8.0709 | 8.0982 | 8.135 | 8.1687
Hydrogen electrolysis | MW | SEPD | System Transformation | Inverness | 0 | 0 | 0 | 0 | 0 | 0 | 0 | 0 | 0 | 0 | 0 | 0 | 0 | 0 | 0 | 0 | 0 | 0 | 3.2 | 5.7 | 8.2 | 10.8 | 13.5 | 16 | 19.2 | 22.7 | 23.4 | 23.4 | 23 | 23 | 23 | 23
Lct_BB001 | Number | SEPD | System Transformation | Inverness | 117.6889 | 166.7436 | 264.8309 | 495.0141 | 799.3253 | 1224.2898 | 2012.1623 | 3264.3923 | 4516.6951 | 5768.9606 | 7021.2308 | 8273.5213 | 9991.6417 | 12329.7355 | 14911.555 | 17663.6558 | 20605.0359 | 23528.9973 | 26313.6406 | 28838.9724 | 31040.3375 | 32855.9263 | 34279.5991 | 35212.876 | 35834.4404 | 35858.8744 | 36407.4982 | 36033.6248 | 35542.5261 | 34835.6251 | 34044.6959 | 33161.0444
Lct_BB003 | Number | SEPD | System Transformation | Inverness | 0 | 0 | 0 | 0 | 0 | 0 | 0 | 0 | 0 | 0 | 0 | 0 | 0 | 0 | 0 | 0 | 0 | 0 | 0 | 0 | 0 | 0 | 0 | 0 | 0 | 0 | 0 | 0 | 0 | 0 | 0 | 0
Lct_BB005 | Number | SEPD | System Transformation | Inverness | 274.8006 | 414.2602 | 477.0016 | 583.3876 | 682.2136 | 790.61 | 998.3075 | 1237.6411 | 1432.241 | 1605.532 | 1909.8884 | 2077.397 | 2259.3181 | 2440.0586 | 2616.8629 | 2783.8312 | 2949.5247 | 3131.1846 | 3312.5018 | 3493.0884 | 3672.9088 | 3850.8858 | 4155.4881 | 4460.9744 | 4767.0429 | 5071.8104 | 5378.5385 | 5400.8654 | 5424.2648 | 5449.1437 | 5475.5306 | 5502.2106
Lct_BB006 | Number | SEPD | System Transformation | Inverness | 0 | 0 | 35.5602 | 70.6575 | 105.2953 | 139.474 | 173.1937 | 210.7518 | 247.6963 | 284.0246 | 319.735 | 361.7077 | 541.3325 | 718.9804 | 894.6485 | 1068.3417 | 1240.0607 | 1390.3365 | 1538.7497 | 1685.2956 | 1829.9738 | 1972.7844 | 2097.4085 | 2221.2 | 2344.1571 | 2466.2796 | 2587.57 | 2587.57 | 2587.57 | 2587.57 | 2587.57 | 2587.57
Lct_BB007 | Number | SEPD | System Transformation | Inverness | 101.2377 | 130.6004 | 141.8806 | 163.861 | 183.8692 | 205.3948 | 249.9849 | 300.8548 | 342.4493 | 380.2773 | 456.1741 | 524.333 | 598.6501 | 672.9382 | 747.197 | 821.4268 | 895.6275 | 954.8832 | 1014.0565 | 1073.1474 | 1132.1558 | 1191.0816 | 1269.9539 | 1347.0807 | 1423.7833 | 1500.7667 | 1578.0224 | 1575.9451 | 1578.9747 | 1580.2243 | 1581.6807 | 1582.8866
Lct_BB008 | Number | SEPD | System Transformation | Inverness | 0 | 0 | 2.4472 | 4.8628 | 7.2468 | 9.5993 | 11.9199 | 14.5048 | 17.0474 | 19.5475 | 22.0053 | 24.4206 | 34.7576 | 44.9808 | 55.0903 | 65.086 | 74.968 | 83.6162 | 92.157 | 100.5904 | 108.9164 | 117.1349 | 124.3068 | 131.4308 | 138.5067 | 145.5345 | 152.5143 | 152.5143 | 152.5143 | 152.5143 | 152.5143 | 152.5143
Lct_BB010b | MW | SEPD | System Transformation | Inverness | 0.378 | 0.66469 | 0.92562 | 1.5853 | 2.4218 | 3.537 | 6.034 | 8.3936 | 10.7974 | 13.5264 | 15.9937 | 18.4493 | 23.2981 | 29.0676 | 35.8624 | 43.9101 | 53.698 | 65.9923 | 84.2883 | 96.2405 | 105.2799 | 110.7436 | 114.2417 | 116.8135 | 118.0747 | 118.0747 | 118.0747 | 118.0747 | 118.0747 | 118.0747 | 118.0747 | 118.0747
Lct_BB011b | MW | SEPD | System Transformation | Inverness | 0.14 | 0.1819 | 0.229 | 0.33405 | 0.45552 | 0.59731 | 0.77061 | 0.95838 | 1.1828 | 1.4514 | 1.7718 | 2.1538 | 2.7014 | 3.3586 | 4.1311 | 5.0143 | 5.9753 | 7.0037 | 8.0539 | 9.0713 | 10.003 | 10.8184 | 11.5075 | 12.0817 | 12.5443 | 12.8876 | 13.2274 | 13.5677 | 13.9176 | 14.2548 | 14.4895 | 14.6775
Lct_BB012b | MW | SEPD | System Transformation | Inverness | 0.386 | 0.4384 | 0.49084 | 0.62121 | 0.77134 | 0.94636 | 1.1607 | 1.4113 | 1.714 | 2.0793 | 2.5173 | 3.0412 | 3.8653 | 4.8663 | 6.0524 | 7.4193 | 8.8939 | 10.4778 | 12.1017 | 13.6762 | 15.1184 | 16.2239 | 17.1216 | 17.8159 | 18.2913 | 18.3776 | 18.4176 | 18.4349 | 18.4349 | 18.4349 | 18.4349 | 18.4349
Lct_BB013b | MW | SEPD | System Transformation | Inverness | 0 | 0 | 0 | 0 | 0 | 0 | 0 | 0 | 0 | 0 | 0 | 0 | 0 | 0 | 0 | 0 | 0 | 0 | 0 | 0 | 0 | 0 | 0 | 0 | 0 | 0 | 0 | 0 | 0 | 0 | 0 | 0
Lct_BB014 | Number | SEPD | System Transformation | Inverness | 50.7303 | 51.1196 | 57.4836 | 65.2634 | 73.7702 | 83.3972 | 94.4409 | 113.0199 | 126.4988 | 141.5856 | 158.2941 | 177.2828 | 218.0566 | 245.9993 | 277.6828 | 313.3712 | 353.4583 | 528.5887 | 569.4081 | 614.3695 | 664.4194 | 719.4386 | 818.5084 | 889.1155 | 966.1559 | 1052.012 | 1146.8763 | 1293.089 | 1457.5202 | 1643.2667 | 1852.2661 | 2087.6145
Other generation | MW | SEPD | System Transformation | Inverness | 0 | 0 | 0 | 0 | 0 | 0 | 0 | 0 | 0 | 0 | 0 | 0 | 0 | 0 | 0 | 0 | 0 | 0 | 0 | 0 | 0 | 0 | 0 | 0 | 0 | 0 | 0 | 0 | 0 | 0 | 0 | 0
Srg_BB001 | MW | SEPD | System Transformation | Inverness | 0 | 0.15077 | 0.18279 | 0.21607 | 0.24828 | 0.28145 | 0.32346 | 0.68259 | 0.73418 | 0.7862 | 0.83595 | 0.91362 | 0.98793 | 1.0693 | 1.1548 | 1.236 | 1.3489 | 1.3817 | 1.4167 | 1.4517 | 1.4906 | 1.5253 | 1.769 | 2.0139 | 2.2552 | 2.4956 | 2.7365 | 2.7415 | 2.7462 | 2.7508 | 2.7552 | 2.7594
Srg_BB002 | MW | SEPD | System Transformation | Inverness | 0 | 0 | 0.00092357 | 0.0019093 | 0.0029811 | 0.0041707 | 0.0055147 | 0.011893 | 0.012482 | 0.013063 | 0.013783 | 0.014502 | 0.015218 | 0.015923 | 0.016624 | 0.017324 | 0.018025 | 0.018724 | 0.019338 | 0.019963 | 0.020585 | 0.021216 | 0.027388 | 0.033916 | 0.040743 | 0.047823 | 0.054812 | 0.055681 | 0.056442 | 0.057095 | 0.057643 | 0.058186
Data centres (MW) | MW | SEPD | System Transformation | Keith | 0 | 0 | 0 | 0 | 0 | 0 | 0 | 0 | 0 | 0 | 0 | 0 | 0 | 0 | 0 | 0 | 0 | 0 | 0 | 0 | 0 | 0 | 0 | 0 | 0 | 0 | 0 | 0 | 0 | 0 | 0 | 0
Dem_BB001a | Number of homes (cumulative) | SEPD | System Transformation | Keith | 0 | 129.4708 | 269.7366 | 379.5278 | 477.9036 | 584.6836 | 702.522 | 818.3206 | 923.0626 | 1002.8973 | 1074.6196 | 1146.5988 | 1205.3273 | 1255.3273 | 1300.3273 | 1346.3273 | 1373.3273 | 1395.1037 | 1417.1375 | 1432.8106 | 1444.2332 | 1453.3841 | 1459.577 | 1464.557 | 1468.346 | 1469.9729 | 1470.4866 | 1470.9056 | 1471.2452 | 1471.4919 | 1471.6558 | 1471.7335
Dem_BB002b | Floorspace (m2) (cumulative) | SEPD | System Transformation | Keith | 0 | 5223.897 | 8037.547 | 12771.4407 | 20610.5174 | 21822.2773 | 27954.2202 | 29458.7957 | 41253.4323 | 48985.6299 | 55665.9887 | 58798.9585 | 61556.1232 | 63595.0449 | 65633.5335 | 76411.564 | 80003.2334 | 81637.4417 | 82824.1889 | 83688.425 | 84552.65 | 85415.725 | 86278.75 | 87141.75 | 87242.25 | 87242.65 | 87242.95 | 87243.15 | 87243.25 | 87243.25 | 87243.25 | 87243.25
Domestic direct electric heating | Number | SEPD | System Transformation | Keith | 3326.1545 | 3340.1918 | 3355.4212 | 3367.301 | 3377.9927 | 3389.5487 | 3349.4391 | 3321.8085 | 3293.0547 | 3261.1951 | 3228.6414 | 3196.5693 | 3164.5856 | 3134.8596 | 3109.21 | 3092.7285 | 3070.7972 | 3049.0646 | 3026.8998 | 3004.8576 | 2983.0262 | 2961.7307 | 2942.9659 | 2924.5589 | 2906.7834 | 2889.3946 | 2871.9429 | 2854.6139 | 2837.5563 | 2820.741 | 2804.1994 | 2787.9041
Gas: Hydrogen peaking | MW | SEPD | System Transformation | Keith | 0 | 0 | 0 | 0 | 0 | 0 | 0 | 0 | 0 | 0 | 0 | 0 | 0 | 0 | 0 | 0 | 0 | 0 | 0 | 0 | 0.001 | 0.001 | 0.001 | 0.001 | 0.001 | 0.001 | 0.001 | 0.051 | 0.051 | 0.051 | 0.051 | 0.051
Gen_BB001 | MW | SEPD | System Transformation | Keith | 0.05 | 0.05 | 0.05 | 0.05 | 0.05 | 0.05 | 0.05 | 0.05 | 0.05 | 0.05 | 0.05 | 0.05 | 0.05 | 0.05 | 0.05 | 0.05 | 0.05 | 0.05 | 0.05 | 0.05 | 0.05 | 0.05 | 0.05 | 0.05 | 0.05 | 0.05 | 0.05 | 0 | 0 | 0 | 0 | 0
Gen_BB004 | MW | SEPD | System Transformation | Keith | 1.55 | 1.55 | 1.55 | 1.55 | 3.85 | 3.85 | 3.85 | 3.85 | 3.85 | 3.85 | 3.85 | 3.85 | 3.85 | 3.85 | 3.85 | 3.85 | 3.85 | 3.85 | 3.85 | 3.85 | 3.85 | 3.85 | 3.85 | 3.85 | 3.85 | 3.8215 | 3.7933 | 3.7374 | 3.6827 | 2.6022 | 2.5241 | 2.4484
Gen_BB005 | MW | SEPD | System Transformation | Keith | 0 | 0 | 0 | 0 | 0 | 0 | 0 | 0 | 0 | 0 | 0 | 0 | 0 | 0 | 0 | 0 | 0 | 0 | 0 | 0 | 0 | 0 | 0 | 0 | 0 | 0 | 0 | 0 | 0 | 0 | 0 | 0
Gen_BB006 | MW | SEPD | System Transformation | Keith | 0.001 | 0.001 | 0.001 | 0.001 | 0.001 | 0.001 | 0.001 | 0.001 | 0.001 | 0.001 | 0.001 | 0.001 | 0.001 | 0.001 | 0.001 | 0.001 | 0.001 | 0.001 | 0.001 | 0.001 | 0 | 0 | 0 | 0 | 0 | 0 | 0 | 0 | 0 | 0 | 0 | 0
Gen_BB008 | MW | SEPD | System Transformation | Keith | 0 | 0 | 0 | 0 | 0 | 0 | 0 | 0 | 0 | 0 | 0 | 0 | 0 | 0 | 0 | 0 | 0 | 0 | 0 | 0 | 0 | 0 | 0 | 0 | 0 | 0 | 0 | 0 | 0 | 0 | 0 | 0
Gen_BB010 | MW | SEPD | System Transformation | Keith | 23.499 | 23.499 | 23.499 | 23.499 | 23.499 | 23.499 | 23.499 | 23.499 | 23.499 | 23.499 | 23.499 | 23.499 | 23.499 | 15.5 | 15.5 | 15.5 | 15.5 | 15.5 | 0.5 | 0.5 | 0.5 | 0.5 | 0.5 | 0.5 | 0.5 | 0.5 | 0.5 | 0.5 | 0.5 | 0.5 | 0.5 | 0.5
Gen_BB011 | MW | SEPD | System Transformation | Keith | 0 | 0 | 0 | 0 | 0 | 0 | 0 | 0 | 0 | 0 | 0 | 0 | 0 | 0 | 0 | 0 | 0 | 0 | 0 | 0 | 0 | 0 | 0 | 0 | 0 | 0 | 0 | 0 | 0 | 0 | 0 | 0
Gen_BB012 | MW | SEPD | System Transformation | Keith | 0.791 | 0.80154 | 0.81714 | 0.83609 | 0.85952 | 0.88431 | 0.91232 | 2.2305 | 3.7714 | 5.552 | 7.6583 | 10.4147 | 13.6136 | 17.2536 | 20.9536 | 24.836 | 28.1053 | 30.8293 | 32.2407 | 35.7847 | 36.8585 | 37.9116 | 38.95 | 39.9893 | 41.9893 | 43.9642 | 45.9383 | 47.7153 | 49.296 | 50.6796 | 51.8738 | 52.878
Gen_BB013 | MW | SEPD | System Transformation | Keith | 4.9059 | 4.9355 | 4.9851 | 5.0447 | 5.118 | 5.209 | 5.3236 | 5.4964 | 5.6688 | 6.0326 | 6.3916 | 6.7515 | 7.1059 | 7.4734 | 7.8481 | 8.2344 | 8.6129 | 8.9594 | 9.3026 | 9.6446 | 9.9873 | 10.3337 | 10.6885 | 11.0287 | 11.3571 | 11.6281 | 11.8989 | 12.1557 | 12.3985 | 12.6273 | 12.8567 | 13.0866
Gen_BB014 | MW | SEPD | System Transformation | Keith | 0 | 0 | 0 | 0 | 0 | 0 | 0 | 0 | 0 | 0 | 0 | 0 | 0 | 0 | 0 | 0 | 0 | 0 | 0 | 0 | 0 | 0 | 0 | 0 | 0 | 0 | 0 | 0 | 0 | 0 | 0 | 0
Gen_BB015 | MW | SEPD | System Transformation | Keith | 273.74 | 277.24 | 284.24 | 284.24 | 299.24 | 320.24 | 320.24 | 397.24 | 433.24 | 434.8494 | 436.8171 | 444.8875 | 462.3541 | 469.9603 | 471.4972 | 475.321 | 479.1808 | 492.7109 | 497.5584 | 498.8958 | 515.3457 | 518.9053 | 531.8191 | 534.2136 | 536.8994 | 538.0759 | 539.7674 | 540.9548 | 542.1637 | 543.3944 | 544.6471 | 545.9224
Gen_BB016 | MW | SEPD | System Transformation | Keith | 20.6394 | 20.6394 | 20.6426 | 20.6476 | 20.6561 | 20.6747 | 20.7382 | 20.7781 | 20.8209 | 20.8658 | 20.9124 | 20.9597 | 21.0079 | 21.0805 | 21.1526 | 21.696 | 21.7644 | 21.8547 | 21.9873 | 22.1519 | 25.7645 | 29.3276 | 31.1657 | 31.942 | 31.9781 | 32.0114 | 32.0423 | 32.0701 | 32.0951 | 32.1176 | 32.1378 | 32.1551
Gen_BB017 | MW | SEPD | System Transformation | Keith | 0 | 0 | 0 | 0 | 0 | 0 | 0 | 0 | 0 | 0 | 0 | 0 | 0 | 0 | 0 | 0 | 0 | 0 | 0 | 0 | 0 | 0 | 0 | 0 | 0 | 0 | 0 | 0 | 0 | 0 | 0 | 0
Gen_BB018 | MW | SEPD | System Transformation | Keith | 0.10399 | 0.10399 | 0.10399 | 0.10399 | 0.10411 | 0.1052 | 0.10542 | 0.10575 | 0.10603 | 0.10638 | 0.10666 | 0.10702 | 0.10729 | 0.10765 | 0.10801 | 0.10828 | 0.10864 | 0.10891 | 0.10925 | 0.10951 | 0.10985 | 0.11018 | 0.11043 | 0.11075 | 0.11106 | 0.1113 | 0.11161 | 0.11191 | 0.11222 | 0.11244 | 0.11273 | 0.113
Hydrogen electrolysis | MW | SEPD | System Transformation | Keith | 0 | 0 | 0 | 0 | 0 | 0 | 0 | 0 | 0 | 0 | 0 | 0 | 0 | 0 | 0 | 0 | 0 | 0 | 0 | 0 | 0 | 0 | 0.7 | 0.7 | 0.7 | 0.7 | 1.4 | 1.4 | 1.4 | 2 | 2 | 2
Lct_BB001 | Number | SEPD | System Transformation | Keith | 131.0891 | 180.0621 | 284.2944 | 518.1639 | 827.1758 | 1250.3995 | 2096.8214 | 3280.6682 | 4474.8204 | 5682.9949 | 6908.1877 | 8155.0143 | 10012.3623 | 12437.9378 | 15171.5498 | 18151.757 | 21410.4063 | 24723.5687 | 27949.8241 | 30939.4998 | 33584.6463 | 35798.4232 | 37563.1882 | 38816.6346 | 39674.0623 | 39749.893 | 40048.8748 | 39663.3591 | 39149.7922 | 38406.1558 | 37577.5056 | 36667.203
Lct_BB003 | Number | SEPD | System Transformation | Keith | 5.7697 | 6.6546 | 10.1627 | 13.6134 | 17.8153 | 22.9658 | 29.3569 | 38.3968 | 49.8108 | 65.75 | 87.0272 | 113.9109 | 147.4806 | 189.6344 | 242.1077 | 305.3412 | 381.9295 | 468.7534 | 562.4809 | 657.695 | 748.5577 | 831.6094 | 905.1799 | 969.9269 | 1027.7485 | 1081.1382 | 1123.9188 | 1160.3414 | 1196.1014 | 1227.8407 | 1243.0488 | 1256.1782
Lct_BB005 | Number | SEPD | System Transformation | Keith | 310.5917 | 395.183 | 430.9502 | 494.6915 | 552.7716 | 616.6203 | 745.1665 | 892.3103 | 1016.993 | 1133.0806 | 1377.1662 | 1710.4752 | 2074.3053 | 2441.0227 | 2809.408 | 3179.3574 | 3550.4503 | 3862.867 | 4176.4153 | 4490.9379 | 4806.7382 | 5124.1169 | 5573.2421 | 6025.5588 | 6484.1259 | 6948.0358 | 7417.3658 | 7437.7679 | 7459.3361 | 7482.0702 | 7506.1824 | 7530.5624
Lct_BB006 | Number | SEPD | System Transformation | Keith | 0 | 0 | 10.9662 | 21.7909 | 32.4751 | 43.0193 | 53.4208 | 65.0064 | 76.4029 | 87.6049 | 98.6175 | 121.2441 | 218.0819 | 313.8548 | 408.5602 | 502.1995 | 594.7738 | 675.7899 | 755.7996 | 834.8028 | 912.8011 | 989.7911 | 1056.9772 | 1123.717 | 1190.0034 | 1255.841 | 1321.2293 | 1321.2293 | 1321.2293 | 1321.2293 | 1321.2293 | 1321.2293
Lct_BB007 | Number | SEPD | System Transformation | Keith | 75.845 | 97.8427 | 106.2935 | 122.7607 | 137.7503 | 153.8768 | 187.2826 | 225.3931 | 256.5547 | 284.8945 | 341.7546 | 392.8176 | 448.4943 | 504.1489 | 559.7819 | 615.393 | 670.9823 | 715.3752 | 759.7064 | 803.9758 | 848.1835 | 892.3293 | 952.2978 | 1012.2279 | 1072.5297 | 1133.1296 | 1194.0467 | 1184.7763 | 1175.9117 | 1167.6884 | 1159.6833 | 1151.6533
Lct_BB008 | Number | SEPD | System Transformation | Keith | 0 | 0 | 1.8335 | 3.6432 | 5.4292 | 7.1915 | 8.9301 | 10.8666 | 12.7714 | 14.6445 | 16.4858 | 18.2953 | 26.0395 | 33.6984 | 41.2722 | 48.7608 | 56.1641 | 62.6432 | 69.0417 | 75.3598 | 81.5974 | 87.7545 | 93.1275 | 98.4646 | 103.7656 | 109.0307 | 114.2598 | 114.2598 | 114.2598 | 114.2598 | 114.2598 | 114.2598
Lct_BB010b | MW | SEPD | System Transformation | Keith | 0.66 | 0.80133 | 1.0134 | 1.5916 | 2.449 | 3.6817 | 6.8561 | 9.6716 | 13.5612 | 16.8876 | 19.8108 | 22.8192 | 27.8153 | 34.773 | 43.9526 | 52.8047 | 69.5588 | 88.5179 | 102.8036 | 113.27 | 121.8236 | 126.7854 | 129.8761 | 131.9555 | 132.9645 | 132.9645 | 132.9645 | 132.9645 | 132.9645 | 132.9645 | 132.9645 | 132.9645
Lct_BB011b | MW | SEPD | System Transformation | Keith | 0.023 | 0.0426 | 0.10255 | 0.19384 | 0.29915 | 0.4241 | 0.57551 | 0.73961 | 0.93432 | 1.1687 | 1.4487 | 1.782 | 2.2595 | 2.8324 | 3.5074 | 4.2779 | 5.1175 | 6.0158 | 6.9329 | 7.822 | 8.6368 | 9.3491 | 9.9523 | 10.455 | 10.8608 | 11.1624 | 11.4612 | 11.7602 | 12.0676 | 12.364 | 12.57 | 12.7353
Lct_BB012b | MW | SEPD | System Transformation | Keith | 0.514 | 0.5152 | 0.51672 | 0.53635 | 0.56383 | 0.59656 | 0.63623 | 0.67748 | 0.72804 | 0.78881 | 0.86148 | 0.94756 | 1.0921 | 1.2639 | 1.4636 | 1.6891 | 1.924 | 2.171 | 2.4183 | 2.6522 | 2.8613 | 3.0368 | 3.1744 | 3.2755 | 3.336 | 3.363 | 3.3799 | 3.3873 | 3.3873 | 3.3873 | 3.3873 | 3.3873
Lct_BB013b | MW | SEPD | System Transformation | Keith | 0.136 | 0.1399 | 0.14335 | 0.14977 | 0.1556 | 0.16095 | 0.16613 | 0.17831 | 0.19275 | 0.20983 | 0.22998 | 0.2537 | 0.29621 | 0.34747 | 0.40803 | 0.47779 | 0.55404 | 0.63648 | 0.72201 | 0.80667 | 0.88671 | 0.95949 | 1.0237 | 1.0796 | 1.1261 | 1.1533 | 1.176 | 1.1943 | 1.2087 | 1.2196 | 1.2196 | 1.2196
Lct_BB014 | Number | SEPD | System Transformation | Keith | 25.1108 | 25.3035 | 28.4536 | 32.3045 | 36.5153 | 41.2805 | 46.747 | 54.4925 | 60.9914 | 68.2655 | 76.3215 | 85.4769 | 105.6913 | 119.2351 | 134.592 | 151.89 | 171.3202 | 256.2053 | 275.9904 | 297.783 | 322.0421 | 348.7097 | 414.9199 | 450.7122 | 489.7657 | 533.288 | 581.3768 | 655.4952 | 738.849 | 833.008 | 938.9544 | 1058.2577
Other generation | MW | SEPD | System Transformation | Keith | 0.199 | 0.199 | 0.199 | 0.398 | 0.398 | 0.398 | 0.398 | 0.398 | 0.398 | 0.398 | 0.398 | 0.398 | 0.398 | 0.398 | 0.398 | 0.398 | 0.398 | 0.398 | 0.398 | 0.398 | 0.398 | 0.398 | 0.398 | 0.398 | 0.398 | 0.398 | 0.398 | 0.398 | 0.398 | 0.398 | 0.398 | 0.398
Srg_BB001 | MW | SEPD | System Transformation | Keith | 0 | 0.17938 | 0.25439 | 0.33362 | 0.41234 | 0.49892 | 0.61905 | 1.4799 | 1.706 | 1.9303 | 2.1394 | 2.4778 | 2.719 | 2.9827 | 3.2557 | 3.5014 | 3.8711 | 4.0899 | 4.3171 | 4.5428 | 4.7863 | 5.0092 | 5.3966 | 5.7867 | 6.1639 | 6.5377 | 6.913 | 6.9292 | 6.9446 | 6.9593 | 6.9734 | 6.987
Srg_BB002 | MW | SEPD | System Transformation | Keith | 0 | 0 | 0.0019355 | 0.0039143 | 0.0059554 | 0.0080997 | 0.010379 | 0.020099 | 0.020921 | 0.021689 | 0.022604 | 0.023484 | 0.024333 | 0.025148 | 0.025938 | 0.026709 | 0.027467 | 0.02821 | 0.028854 | 0.0295 | 0.030136 | 0.030772 | 0.03693 | 0.043382 | 0.050076 | 0.05698 | 0.063762 | 0.064602 | 0.065334 | 0.065962 | 0.066485 | 0.067004
Data centres (MW) | MW | SEPD | System Transformation | Killin | 0 | 0 | 0 | 0 | 0 | 0 | 0 | 0 | 0 | 0 | 0 | 0 | 0 | 0 | 0 | 0 | 0 | 0 | 0 | 0 | 0 | 0 | 0 | 0 | 0 | 0 | 0 | 0 | 0 | 0 | 0 | 0
Dem_BB001a | Number of homes (cumulative) | SEPD | System Transformation | Killin | 0 | 0 | 0 | 0 | 0 | 0 | 0 | 0 | 0 | 0 | 0 | 0 | 0 | 0 | 0 | 0 | 0 | 0.1823 | 0.38149 | 0.55701 | 0.71607 | 0.92226 | 1.0366 | 1.1306 | 1.2062 | 1.2663 | 1.3155 | 1.3557 | 1.3883 | 1.4119 | 1.4276 | 1.4351
Dem_BB002b | Floorspace (m2) (cumulative) | SEPD | System Transformation | Killin | 0 | 0 | 0 | 0 | 0 | 0 | 0 | 0 | 0 | 0 | 0 | 0 | 0 | 0 | 0 | 0 | 0 | 0 | 0 | 0 | 0 | 0 | 0 | 0 | 0 | 0 | 0 | 0 | 0 | 0 | 0 | 0
Domestic direct electric heating | Number | SEPD | System Transformation | Killin | 525.4414 | 525.4398 | 525.4406 | 525.4406 | 525.4406 | 525.4406 | 514.9491 | 509.8073 | 504.7176 | 499.6799 | 494.6943 | 489.7526 | 484.867 | 480.0254 | 475.029 | 471.5348 | 467.5889 | 463.8068 | 459.9379 | 456.1016 | 452.431 | 448.9137 | 445.437 | 441.9914 | 438.7004 | 435.4438 | 432.217 | 429.016 | 425.8528 | 422.7181 | 419.6221 | 416.5552
Gas: Hydrogen peaking | MW | SEPD | System Transformation | Killin | 0 | 0 | 0 | 0 | 0 | 0 | 0 | 0 | 0 | 0 | 0 | 0 | 0 | 0 | 0 | 0 | 0 | 0 | 0 | 0 | 0 | 0 | 0 | 0 | 0 | 0 | 0 | 0 | 0 | 0 | 0 | 0
Gen_BB001 | MW | SEPD | System Transformation | Killin | 0 | 0 | 0 | 0 | 0 | 0 | 0 | 0 | 0 | 0 | 0 | 0 | 0 | 0 | 0 | 0 | 0 | 0 | 0 | 0 | 0 | 0 | 0 | 0 | 0 | 0 | 0 | 0 | 0 | 0 | 0 | 0
Gen_BB004 | MW | SEPD | System Transformation | Killin | 0 | 0 | 0 | 0 | 0 | 0 | 0 | 0 | 0 | 0 | 0 | 0 | 0 | 0 | 0 | 0 | 0 | 0 | 0 | 0 | 0 | 0 | 0 | 0 | 0 | 0 | 0 | 0 | 0 | 0 | 0 | 0
Gen_BB005 | MW | SEPD | System Transformation | Killin | 0 | 0 | 0 | 0 | 0 | 0 | 0 | 0 | 0 | 0 | 0 | 0 | 0 | 0 | 0 | 0 | 0 | 0 | 0 | 0 | 0 | 0 | 0 | 0 | 0 | 0 | 0 | 0 | 0 | 0 | 0 | 0
Gen_BB006 | MW | SEPD | System Transformation | Killin | 0 | 0 | 0 | 0 | 0 | 0 | 0 | 0 | 0 | 0 | 0 | 0 | 0 | 0 | 0 | 0 | 0 | 0 | 0 | 0 | 0 | 0 | 0 | 0 | 0 | 0 | 0 | 0 | 0 | 0 | 0 | 0
Gen_BB008 | MW | SEPD | System Transformation | Killin | 0 | 0 | 0 | 0 | 0 | 0 | 0 | 0 | 0 | 0 | 0 | 0 | 0 | 0 | 0 | 0 | 0 | 0 | 0 | 0 | 0 | 0 | 0 | 0 | 0 | 0 | 0 | 0 | 0 | 0 | 0 | 0
Gen_BB010 | MW | SEPD | System Transformation | Killin | 0 | 0 | 0 | 0 | 0 | 0 | 0 | 0 | 0 | 0 | 0 | 0 | 0 | 0 | 0 | 0 | 0 | 0 | 0 | 0 | 0 | 0 | 0 | 0 | 0 | 0 | 0 | 0 | 0 | 0 | 0 | 0
Gen_BB011 | MW | SEPD | System Transformation | Killin | 0 | 0 | 0 | 0 | 0 | 0 | 0 | 0 | 0 | 0 | 0 | 0 | 0 | 0 | 0 | 0 | 0 | 0 | 0 | 0 | 0 | 0 | 0 | 0 | 0 | 0 | 0 | 0 | 0 | 0 | 0 | 0
Gen_BB012 | MW | SEPD | System Transformation | Killin | 0.02 | 0.020799 | 0.021987 | 0.023437 | 0.025243 | 0.027169 | 0.029365 | 0.033378 | 0.03694 | 0.041142 | 0.045049 | 0.048712 | 0.052185 | 0.05552 | 0.058748 | 0.061896 | 0.064968 | 0.067643 | 0.070281 | 0.07286 | 0.075404 | 0.07792 | 0.080301 | 0.082526 | 0.0846 | 0.086134 | 0.087664 | 0.08906 | 0.090323 | 0.091456 | 0.092592 | 0.093731
Gen_BB013 | MW | SEPD | System Transformation | Killin | 0.37147 | 0.37325 | 0.37586 | 0.37918 | 0.38348 | 0.38838 | 0.39427 | 0.40587 | 0.4172 | 0.43523 | 0.45304 | 0.4706 | 0.48791 | 0.50506 | 0.52208 | 0.54006 | 0.55903 | 0.57727 | 0.59452 | 0.61176 | 0.63017 | 0.64974 | 0.66859 | 0.6865 | 0.7046 | 0.71927 | 0.73393 | 0.74775 | 0.76075 | 0.77292 | 0.78511 | 0.79735
Gen_BB014 | MW | SEPD | System Transformation | Killin | 0 | 0 | 0 | 0 | 0 | 0 | 0 | 0 | 0 | 0 | 0 | 0 | 0 | 0 | 0 | 0 | 0 | 0 | 0 | 0 | 0 | 0 | 0 | 0 | 0 | 0 | 0 | 0 | 0 | 0 | 0 | 0
Gen_BB015 | MW | SEPD | System Transformation | Killin | 0 | 0 | 0 | 0 | 0 | 0 | 0 | 0 | 0 | 0 | 0 | 0 | 0 | 0 | 0 | 0 | 0 | 0 | 0 | 0 | 0 | 0 | 0 | 0 | 0 | 0 | 0 | 0 | 0 | 0 | 0 | 0
Gen_BB016 | MW | SEPD | System Transformation | Killin | 0.15 | 0.15 | 0.15 | 0.15 | 0.15 | 0.15 | 0.15 | 0.15 | 0.15 | 0.15 | 0.15 | 0.15 | 0.15 | 0.15 | 0.15 | 0.15 | 0.15 | 0.15 | 0.15 | 0.15 | 0.15 | 0.225 | 0.225 | 0.225 | 0.225 | 0.225 | 0.225 | 0.225 | 0.225 | 0.225 | 0.225 | 0.225
Gen_BB017 | MW | SEPD | System Transformation | Killin | 0 | 0 | 0 | 0 | 0 | 0 | 0 | 0 | 0 | 0 | 0 | 0 | 0 | 0 | 0 | 0 | 0 | 0 | 0 | 0 | 0 | 0 | 0 | 0 | 0 | 0 | 0 | 0 | 0 | 0 | 0 | 0
Gen_BB018 | MW | SEPD | System Transformation | Killin | 7.8145 | 8.4345 | 8.4345 | 10.6345 | 10.6458 | 10.7464 | 10.7673 | 10.7978 | 10.8236 | 10.8566 | 10.8823 | 10.9155 | 10.9412 | 10.9742 | 11.0074 | 11.033 | 11.0662 | 11.0914 | 11.1233 | 11.1475 | 11.1786 | 11.2092 | 11.2321 | 11.2619 | 11.2913 | 11.3131 | 11.3418 | 11.3703 | 11.3984 | 11.4188 | 11.4463 | 11.4715
Hydrogen electrolysis | MW | SEPD | System Transformation | Killin | 0 | 0 | 0 | 0 | 0 | 0 | 0 | 0 | 0 | 0 | 0 | 0 | 0 | 0 | 0 | 0 | 0 | 0 | 0 | 0 | 0 | 0 | 0 | 0 | 0 | 0 | 0 | 0 | 0 | 0 | 0 | 0
Lct_BB001 | Number | SEPD | System Transformation | Killin | 9.181 | 12.5622 | 19.3887 | 35.0694 | 55.6832 | 83.9768 | 137.4278 | 206.4301 | 275.405 | 344.3643 | 413.3604 | 482.3203 | 589.8127 | 731.3208 | 890.363 | 1063.2158 | 1252.0693 | 1443.2495 | 1628.3885 | 1798.7548 | 1948.1195 | 2071.4442 | 2168.1259 | 2234.6909 | 2277.7265 | 2273.742 | 2288.3518 | 2262.9096 | 2229.7587 | 2182.4867 | 2130.2819 | 2073.4856
Lct_BB003 | Number | SEPD | System Transformation | Killin | 0 | 0 | 0 | 0 | 0 | 0 | 0 | 0 | 0 | 0 | 0 | 0 | 0 | 0 | 0 | 0 | 0 | 0 | 0 | 0 | 0 | 0 | 0 | 0 | 0 | 0 | 0 | 0 | 0 | 0 | 0 | 0
Lct_BB005 | Number | SEPD | System Transformation | Killin | 26.6531 | 38.1923 | 42.6347 | 51.301 | 59.178 | 67.7432 | 85.5499 | 106.0062 | 123.2031 | 139.252 | 173.5203 | 215.5965 | 261.5598 | 307.7046 | 354.1392 | 400.862 | 447.9114 | 483.8181 | 519.7444 | 555.7764 | 592.0153 | 628.4961 | 673.6105 | 718.9792 | 763.6907 | 808.8542 | 854.516 | 855.4784 | 856.4958 | 857.5681 | 858.7055 | 859.8555
Lct_BB006 | Number | SEPD | System Transformation | Killin | 0 | 0 | 0 | 0 | 0 | 0 | 0 | 0 | 0 | 0 | 0 | 0 | 0 | 0 | 0 | 0 | 0 | 0 | 0 | 0 | 0 | 0 | 0 | 0 | 0 | 0 | 0 | 0 | 0 | 0 | 0 | 0
Lct_BB007 | Number | SEPD | System Transformation | Killin | 0 | 0 | 0 | 0 | 0 | 0 | 0 | 0 | 0 | 0 | 0 | 0 | 0 | 0 | 0 | 0 | 0 | 0 | 0 | 0 | 0 | 0 | 0 | 0 | 0 | 0 | 0 | 0 | 0 | 0 | 0 | 0
Lct_BB008 | Number | SEPD | System Transformation | Killin | 0 | 0 | 0 | 0 | 0 | 0 | 0 | 0 | 0 | 0 | 0 | 0 | 0 | 0 | 0 | 0 | 0 | 0 | 0 | 0 | 0 | 0 | 0 | 0 | 0 | 0 | 0 | 0 | 0 | 0 | 0 | 0
Lct_BB010b | MW | SEPD | System Transformation | Killin | 0.021 | 0.04209 | 0.05243 | 0.09371 | 0.16734 | 0.25376 | 0.45247 | 0.63145 | 0.83025 | 1.0671 | 1.2458 | 1.4767 | 1.8251 | 2.2317 | 2.7958 | 3.3873 | 4.1064 | 5.9738 | 7.1314 | 7.643 | 8.0194 | 8.3122 | 8.391 | 8.4351 | 8.4558 | 8.4558 | 8.4558 | 8.4558 | 8.4558 | 8.4558 | 8.4558 | 8.4558
Lct_BB011b | MW | SEPD | System Transformation | Killin | 0 | 0.0003 | 0.00379 | 0.00785 | 0.01262 | 0.01804 | 0.0249 | 0.03219 | 0.04106 | 0.0519 | 0.06442 | 0.07931 | 0.1009 | 0.12679 | 0.1573 | 0.19201 | 0.22994 | 0.27026 | 0.31152 | 0.35157 | 0.38848 | 0.42073 | 0.44777 | 0.47065 | 0.48912 | 0.50288 | 0.51651 | 0.53015 | 0.54418 | 0.5577 | 0.56714 | 0.57471
Lct_BB012b | MW | SEPD | System Transformation | Killin | 0.283 | 0.2832 | 0.2834 | 0.28527 | 0.28766 | 0.29052 | 0.29393 | 0.29806 | 0.30312 | 0.3093 | 0.31675 | 0.32568 | 0.34047 | 0.35827 | 0.37925 | 0.40321 | 0.42866 | 0.45583 | 0.48356 | 0.51029 | 0.53474 | 0.55583 | 0.57301 | 0.58633 | 0.59529 | 0.5993 | 0.60182 | 0.60291 | 0.60291 | 0.60291 | 0.60291 | 0.60291
Lct_BB013b | MW | SEPD | System Transformation | Killin | 0 | 0 | 0 | 0 | 0 | 0 | 0 | 0 | 0 | 0 | 0 | 0 | 0 | 0 | 0 | 0 | 0 | 0 | 0 | 0 | 0 | 0 | 0 | 0 | 0 | 0 | 0 | 0 | 0 | 0 | 0 | 0
Lct_BB014 | Number | SEPD | System Transformation | Killin | 1.3012 | 1.3111 | 1.4744 | 1.6739 | 1.8921 | 2.139 | 2.4223 | 2.1655 | 2.4237 | 2.7128 | 3.0329 | 3.3968 | 3.0354 | 3.4244 | 3.8655 | 4.3622 | 4.9203 | 7.3582 | 7.9264 | 8.5523 | 9.249 | 10.0149 | 11.642 | 12.6463 | 13.7421 | 14.9632 | 16.3125 | 18.3922 | 20.731 | 23.3729 | 26.3456 | 29.6931
Other generation | MW | SEPD | System Transformation | Killin | 0 | 0 | 0 | 0 | 0 | 0 | 0 | 0 | 0 | 0 | 0 | 0 | 0 | 0 | 0 | 0 | 0 | 0 | 0 | 0 | 0 | 0 | 0 | 0 | 0 | 0 | 0 | 0 | 0 | 0 | 0 | 0
Srg_BB001 | MW | SEPD | System Transformation | Killin | 0 | 0 | 0.0010038 | 0.002082 | 0.0030976 | 0.0041693 | 0.0057648 | 0.01349 | 0.016143 | 0.019093 | 0.022141 | 0.028299 | 0.029036 | 0.030393 | 0.032122 | 0.033042 | 0.038442 | 0.040775 | 0.043486 | 0.046356 | 0.049933 | 0.052695 | 0.055266 | 0.057987 | 0.060239 | 0.062416 | 0.064732 | 0.065522 | 0.066287 | 0.067035 | 0.067763 | 0.068472
Srg_BB002 | MW | SEPD | System Transformation | Killin | 0 | 0 | 0.00014712 | 0.00029797 | 0.00045415 | 0.00061889 | 0.00079479 | 0.0015519 | 0.0016164 | 0.001676 | 0.001746 | 0.0018127 | 0.0018765 | 0.0019371 | 0.0019953 | 0.0020518 | 0.0021069 | 0.0021607 | 0.0022071 | 0.0022533 | 0.0022986 | 0.0023437 | 0.0027784 | 0.0032323 | 0.0037016 | 0.0041846 | 0.004658 | 0.0047165 | 0.0047675 | 0.0048111 | 0.0048474 | 0.0048834
Data centres (MW) | MW | SEPD | System Transformation | Kinlochleven | 0 | 0 | 0 | 0 | 0 | 0 | 0 | 0 | 0 | 0 | 0 | 0 | 0 | 0 | 0 | 0 | 0 | 0 | 0 | 0 | 0 | 0 | 0 | 0 | 0 | 0 | 0 | 0 | 0 | 0 | 0 | 0
Dem_BB001a | Number of homes (cumulative) | SEPD | System Transformation | Kinlochleven | 0 | 0 | 0 | 0 | 0 | 0 | 0 | 0 | 0 | 0 | 0 | 0 | 0 | 0 | 0 | 0 | 0 | 0.13705 | 0.2868 | 0.41875 | 0.53833 | 0.65208 | 0.71516 | 0.76699 | 0.80872 | 0.84187 | 0.86903 | 0.89119 | 0.90915 | 0.9222 | 0.93086 | 0.93497
Dem_BB002b | Floorspace (m2) (cumulative) | SEPD | System Transformation | Kinlochleven | 0 | 0 | 0 | 0 | 0 | 0 | 0 | 1200 | 1300 | 1400 | 1500 | 1600 | 1700 | 1800 | 1900 | 2000 | 2000 | 2000 | 2000 | 2000 | 2000 | 2000 | 2000 | 2000 | 2000 | 2000 | 2000 | 2000 | 2000 | 2000 | 2000 | 2000
Domestic direct electric heating | Number | SEPD | System Transformation | Kinlochleven | 500.8305 | 500.8294 | 500.8299 | 500.8299 | 500.8299 | 500.8299 | 492.9978 | 489.1594 | 485.3598 | 481.5991 | 477.8772 | 474.1881 | 470.5409 | 466.9265 | 463.036 | 460.4795 | 457.5982 | 454.7445 | 451.9183 | 449.1151 | 446.4657 | 443.8392 | 441.3635 | 438.9099 | 436.4819 | 434.1985 | 431.9339 | 429.6867 | 427.4667 | 425.2674 | 423.0963 | 420.9466
Gas: Hydrogen peaking | MW | SEPD | System Transformation | Kinlochleven | 0 | 0 | 0 | 0 | 0 | 0 | 0 | 0 | 0 | 0 | 0 | 0 | 0 | 0 | 0 | 0 | 0 | 0 | 0 | 0 | 0 | 0 | 0 | 0 | 0 | 0 | 0 | 0 | 0 | 0 | 0 | 0
Gen_BB001 | MW | SEPD | System Transformation | Kinlochleven | 0 | 0 | 0 | 0 | 0 | 0 | 0 | 0 | 0 | 0 | 0 | 0 | 0 | 0 | 0 | 0 | 0 | 0 | 0 | 0 | 0 | 0 | 0 | 0 | 0 | 0 | 0 | 0 | 0 | 0 | 0 | 0
Gen_BB004 | MW | SEPD | System Transformation | Kinlochleven | 0 | 0 | 0 | 0 | 0 | 0 | 0 | 0 | 0 | 0 | 0 | 0 | 0 | 0 | 0 | 0 | 0 | 0 | 0 | 0 | 0 | 0 | 0 | 0 | 0 | 0 | 0 | 0 | 0 | 0 | 0 | 0
Gen_BB005 | MW | SEPD | System Transformation | Kinlochleven | 0 | 0 | 0 | 0 | 0 | 0 | 0 | 0 | 0 | 0 | 0 | 0 | 0 | 0 | 0 | 0 | 0 | 0 | 0 | 0 | 0 | 0 | 0 | 0 | 0 | 0 | 0 | 0 | 0 | 0 | 0 | 0
Gen_BB006 | MW | SEPD | System Transformation | Kinlochleven | 0 | 0 | 0 | 0 | 0 | 0 | 0 | 0 | 0 | 0 | 0 | 0 | 0 | 0 | 0 | 0 | 0 | 0 | 0 | 0 | 0 | 0 | 0 | 0 | 0 | 0 | 0 | 0 | 0 | 0 | 0 | 0
Gen_BB008 | MW | SEPD | System Transformation | Kinlochleven | 0 | 0 | 0 | 0 | 0 | 0 | 0 | 0 | 0 | 0 | 0 | 0 | 0 | 0 | 0 | 0 | 0 | 0 | 0 | 0 | 0 | 0 | 0 | 0 | 0 | 0 | 0 | 0 | 0 | 0 | 0 | 0
Gen_BB010 | MW | SEPD | System Transformation | Kinlochleven | 0 | 0 | 0 | 0 | 0 | 0 | 0 | 0 | 0 | 0 | 0 | 0 | 0 | 0 | 0 | 0 | 0 | 0 | 0 | 0 | 0 | 0 | 0 | 0 | 0 | 0 | 0 | 0 | 0 | 0 | 0 | 0
Gen_BB011 | MW | SEPD | System Transformation | Kinlochleven | 0 | 0 | 0 | 0 | 0 | 0 | 0 | 0 | 0 | 0 | 0 | 0 | 0 | 0 | 0 | 0 | 0 | 0 | 0 | 0 | 0 | 0 | 0 | 0 | 0 | 0 | 0 | 0 | 0 | 0 | 0 | 0
Gen_BB012 | MW | SEPD | System Transformation | Kinlochleven | 0 | 0.0001864 | 0.00047492 | 0.00084656 | 0.0013398 | 0.0019044 | 0.0025989 | 0.0040085 | 0.0054162 | 0.0071146 | 0.0088093 | 0.010494 | 0.012165 | 0.013834 | 0.015503 | 0.017179 | 0.018855 | 0.020342 | 0.02184 | 0.023329 | 0.024824 | 0.026327 | 0.027763 | 0.029112 | 0.030375 | 0.031296 | 0.032219 | 0.033056 | 0.033809 | 0.034478 | 0.03515 | 0.035825
Gen_BB013 | MW | SEPD | System Transformation | Kinlochleven | 0.085168 | 0.087037 | 0.089834 | 0.093391 | 0.097997 | 0.10318 | 0.10941 | 0.12162 | 0.13339 | 0.14646 | 0.15933 | 0.172 | 0.18442 | 0.1967 | 0.20988 | 0.22409 | 0.23937 | 0.25328 | 0.26731 | 0.28132 | 0.2965 | 0.31178 | 0.32762 | 0.34277 | 0.35726 | 0.37026 | 0.38327 | 0.39565 | 0.40743 | 0.41859 | 0.42978 | 0.44101
Gen_BB014 | MW | SEPD | System Transformation | Kinlochleven | 0 | 0 | 0 | 0 | 0 | 0 | 0 | 0 | 0 | 0 | 0 | 0 | 0 | 0 | 0 | 0 | 0 | 0 | 0 | 0 | 0 | 0 | 0 | 0 | 0 | 0 | 0 | 0 | 0 | 0 | 0 | 0
Gen_BB015 | MW | SEPD | System Transformation | Kinlochleven | 0 | 0 | 0 | 0 | 0 | 0 | 0 | 0 | 0 | 0 | 0 | 0 | 0 | 0 | 0 | 0 | 0 | 0 | 0 | 0 | 0 | 0 | 0 | 0 | 0 | 0 | 0 | 0 | 0 | 0 | 0 | 0
Gen_BB016 | MW | SEPD | System Transformation | Kinlochleven | 0 | 0 | 0 | 0 | 0 | 0 | 0 | 0 | 0 | 0 | 0 | 0 | 0 | 0 | 0 | 0 | 0 | 0 | 0 | 0 | 0 | 0 | 0 | 0 | 0 | 0 | 0 | 0 | 0 | 0 | 0 | 0
Gen_BB017 | MW | SEPD | System Transformation | Kinlochleven | 0 | 0 | 0 | 0 | 0 | 0 | 0 | 0 | 0 | 0 | 0 | 0 | 0 | 0 | 0 | 0 | 0 | 0 | 0 | 0 | 0 | 0 | 0 | 0 | 0 | 0 | 0 | 0 | 0 | 0 | 0 | 0
Gen_BB018 | MW | SEPD | System Transformation | Kinlochleven | 35.505 | 36.205 | 36.205 | 36.205 | 36.2109 | 36.2631 | 36.274 | 36.2898 | 36.3032 | 36.3203 | 36.3337 | 36.3509 | 36.3643 | 36.3814 | 36.3986 | 36.4119 | 36.4292 | 36.4422 | 36.4588 | 36.4714 | 36.4875 | 36.5034 | 36.5153 | 36.5308 | 36.546 | 36.5573 | 36.5722 | 36.587 | 36.6016 | 36.6122 | 36.6265 | 36.6396
Hydrogen electrolysis | MW | SEPD | System Transformation | Kinlochleven | 0 | 0 | 0 | 0 | 0 | 0 | 0 | 0 | 0 | 0 | 0 | 0 | 0 | 0 | 0 | 0 | 0 | 0 | 0 | 0 | 0 | 0 | 0 | 0 | 0 | 0 | 0 | 0 | 0 | 0 | 0 | 0
Lct_BB001 | Number | SEPD | System Transformation | Kinlochleven | 5.5431 | 7.7495 | 12.1601 | 22.4248 | 36.0046 | 54.8175 | 93.5048 | 154.746 | 216.0033 | 277.2427 | 338.5108 | 399.7502 | 485.6702 | 600.1594 | 727.2874 | 863.5851 | 1010.3043 | 1156.9528 | 1297.3973 | 1425.3544 | 1537.114 | 1629.3127 | 1701.6019 | 1749.7642 | 1781.5231 | 1781.3991 | 1803.7034 | 1784.7292 | 1759.8235 | 1724.1171 | 1684.3211 | 1640.2367
Lct_BB003 | Number | SEPD | System Transformation | Kinlochleven | 0 | 0 | 0 | 0 | 0 | 0 | 0 | 0 | 0 | 0 | 0 | 0 | 0 | 0 | 0 | 0 | 0 | 0 | 0 | 0 | 0 | 0 | 0 | 0 | 0 | 0 | 0 | 0 | 0 | 0 | 0 | 0
Lct_BB005 | Number | SEPD | System Transformation | Kinlochleven | 84.1642 | 94.8753 | 98.9839 | 107.0148 | 114.34 | 122.3945 | 139.1225 | 158.4089 | 174.7571 | 190.1383 | 223.4425 | 260.904 | 301.8959 | 343.0793 | 384.6427 | 426.5058 | 468.6869 | 500.7835 | 533.0383 | 565.3777 | 597.9502 | 630.642 | 671.9684 | 713.539 | 755.5955 | 797.5964 | 839.6758 | 840.8306 | 842.0514 | 843.3383 | 844.7031 | 846.0831
Lct_BB006 | Number | SEPD | System Transformation | Kinlochleven | 0 | 0 | 0 | 0 | 0 | 0 | 0 | 0 | 0 | 0 | 0 | 0 | 0 | 0 | 0 | 0 | 0 | 0 | 0 | 0 | 0 | 0 | 0 | 0 | 0 | 0 | 0 | 0 | 0 | 0 | 0 | 0
Lct_BB007 | Number | SEPD | System Transformation | Kinlochleven | 0 | 0 | 0 | 0 | 0 | 0 | 0 | 0 | 0 | 0 | 0 | 0 | 0 | 0 | 0 | 0 | 0 | 0 | 0 | 0 | 0 | 0 | 0 | 0 | 0 | 0 | 0 | 0 | 0 | 0 | 0 | 0
Lct_BB008 | Number | SEPD | System Transformation | Kinlochleven | 0 | 0 | 0 | 0 | 0 | 0 | 0 | 0 | 0 | 0 | 0 | 0 | 0 | 0 | 0 | 0 | 0 | 0 | 0 | 0 | 0 | 0 | 0 | 0 | 0 | 0 | 0 | 0 | 0 | 0 | 0 | 0
Lct_BB010b | MW | SEPD | System Transformation | Kinlochleven | 0 | 0.01126 | 0.01859 | 0.04981 | 0.08392 | 0.12936 | 0.25617 | 0.4039 | 0.52237 | 0.6788 | 0.80136 | 0.93271 | 1.2039 | 1.4885 | 1.8228 | 2.2572 | 2.6918 | 3.4753 | 4.2965 | 5.1831 | 5.6866 | 6.0478 | 6.1684 | 6.3287 | 6.3633 | 6.3633 | 6.3633 | 6.3633 | 6.3633 | 6.3633 | 6.3633 | 6.3633
Lct_BB011b | MW | SEPD | System Transformation | Kinlochleven | 0 | 0.0001 | 0.0012 | 0.00278 | 0.00449 | 0.00637 | 0.00872 | 0.01116 | 0.01409 | 0.01763 | 0.02181 | 0.02689 | 0.03453 | 0.04368 | 0.05441 | 0.06658 | 0.07957 | 0.09319 | 0.10681 | 0.11936 | 0.13035 | 0.13932 | 0.146 | 0.15052 | 0.15287 | 0.15287 | 0.15287 | 0.15287 | 0.15287 | 0.15287 | 0.15287 | 0.15287
Lct_BB012b | MW | SEPD | System Transformation | Kinlochleven | 0.115 | 0.115 | 0.11508 | 0.11586 | 0.11691 | 0.11812 | 0.11959 | 0.12106 | 0.12288 | 0.12509 | 0.12774 | 0.13087 | 0.13616 | 0.1424 | 0.14962 | 0.1577 | 0.16605 | 0.17476 | 0.18346 | 0.19165 | 0.19889 | 0.2049 | 0.20955 | 0.21288 | 0.21474 | 0.21557 | 0.21609 | 0.21632 | 0.21632 | 0.21632 | 0.21632 | 0.21632
Lct_BB013b | MW | SEPD | System Transformation | Kinlochleven | 0 | 0.0005 | 0.00103 | 0.00193 | 0.00275 | 0.0035 | 0.00423 | 0.00595 | 0.00798 | 0.01038 | 0.01321 | 0.01655 | 0.02253 | 0.02974 | 0.03825 | 0.04806 | 0.05878 | 0.07037 | 0.08239 | 0.09429 | 0.10554 | 0.11577 | 0.1248 | 0.13266 | 0.1392 | 0.14302 | 0.1462 | 0.14878 | 0.15081 | 0.15234 | 0.15234 | 0.15234
Lct_BB014 | Number | SEPD | System Transformation | Kinlochleven | 0.83407 | 0.84047 | 0.94511 | 1.073 | 1.2129 | 1.3712 | 1.5527 | 1.6753 | 1.8751 | 2.0987 | 2.3464 | 2.6279 | 3.0678 | 3.461 | 3.9067 | 4.4088 | 4.9728 | 7.4367 | 8.011 | 8.6435 | 9.3477 | 10.1218 | 12.014 | 13.0504 | 14.1812 | 15.4414 | 16.8338 | 18.9799 | 21.3934 | 24.1197 | 27.1874 | 30.6418
Other generation | MW | SEPD | System Transformation | Kinlochleven | 0 | 0 | 0 | 0 | 0 | 0 | 0 | 0 | 0 | 0 | 0 | 0 | 0 | 0 | 0 | 0 | 0 | 0 | 0 | 0 | 0 | 0 | 0 | 0 | 0 | 0 | 0 | 0 | 0 | 0 | 0 | 0
Srg_BB001 | MW | SEPD | System Transformation | Kinlochleven | 0 | 0 | 0 | 0 | 0 | 0 | 0 | 0 | 0 | 0 | 0 | 0 | 0 | 0 | 0 | 0 | 0 | 0 | 0 | 0 | 0 | 0 | 0 | 0 | 0 | 0 | 0 | 0 | 0 | 0 | 0 | 0
Srg_BB002 | MW | SEPD | System Transformation | Kinlochleven | 0 | 0 | 3.5164e-05 | 7.2317e-05 | 0.00011223 | 0.00015599 | 0.00020481 | 0.00043167 | 0.0004523 | 0.00047235 | 0.00049698 | 0.00052136 | 0.00054544 | 0.00056905 | 0.00059237 | 0.00061552 | 0.00063863 | 0.0006616 | 0.00068172 | 0.00070213 | 0.00072242 | 0.00074292 | 0.00094308 | 0.0011544 | 0.0013751 | 0.0016036 | 0.001829 | 0.001857 | 0.0018816 | 0.0019026 | 0.0019202 | 0.0019377
Data centres (MW) | MW | SEPD | System Transformation | Kintore | 0 | 0 | 0 | 0 | 0 | 0 | 0 | 0 | 0 | 0 | 0 | 0 | 0 | 0 | 0 | 0 | 0 | 0 | 0 | 0 | 0 | 0 | 0 | 0 | 0 | 0 | 0 | 0 | 0 | 0 | 0 | 0
Dem_BB001a | Number of homes (cumulative) | SEPD | System Transformation | Kintore | 0 | 174.8496 | 461.0607 | 786.7111 | 1120.4014 | 1420.0266 | 1664.0027 | 1889.853 | 2096.5241 | 2300.4886 | 2524.0975 | 2716.5106 | 2871.6909 | 2993.0627 | 3100.6545 | 3216.9521 | 3289.9521 | 3343.979 | 3398.2865 | 3441.2009 | 3474.8421 | 3498.1287 | 3514.3969 | 3525.4387 | 3534.2776 | 3538.944 | 3541.49 | 3541.9355 | 3542.2966 | 3542.5588 | 3542.733 | 3542.8157
Dem_BB002b | Floorspace (m2) (cumulative) | SEPD | System Transformation | Kintore | 0 | 6012.672 | 20152.2929 | 32891.1873 | 39630.1401 | 41786.1481 | 43942.5446 | 45966.3351 | 47990.5657 | 50015.2366 | 52040.3477 | 54065.8989 | 55086.1895 | 55089.1675 | 55091.757 | 55093.958 | 55095.7188 | 55097.0394 | 55097.9198 | 55098.36 | 55098.36 | 55098.36 | 55098.36 | 55098.36 | 55098.36 | 55098.36 | 55098.36 | 55098.36 | 55098.36 | 55098.36 | 55098.36 | 55098.36
Domestic direct electric heating | Number | SEPD | System Transformation | Kintore | 3124.3457 | 3143.2456 | 3174.2434 | 3209.4527 | 3245.5254 | 3277.9257 | 3287.7974 | 3268.634 | 3247.5139 | 3226.6467 | 3208.611 | 3186.9829 | 3163.1103 | 3137.0803 | 3112.1993 | 3098.6013 | 3078.2736 | 3056.7982 | 3034.5149 | 3011.9695 | 2989.1396 | 2966.2632 | 2945.5729 | 2925.1141 | 2905.0449 | 2885.1119 | 2864.6967 | 2844.3193 | 2824.1894 | 2804.5362 | 2785.2346 | 2766.2822
Gas: Hydrogen peaking | MW | SEPD | System Transformation | Kintore | 0 | 0 | 0 | 0 | 0 | 0 | 0 | 0 | 0 | 0 | 0 | 0 | 0 | 0 | 0 | 0 | 0.1 | 0.1 | 0.1 | 0.1 | 0.1 | 0.1 | 0.1 | 0.1 | 0.1 | 0.1 | 0.1 | 0.1 | 0.1 | 0.1 | 0.1 | 0.1
Gen_BB001 | MW | SEPD | System Transformation | Kintore | 0.1 | 0.1 | 0.1 | 0.1 | 0.1 | 0.1 | 0.1 | 0.1 | 0.1 | 0.1 | 0.1 | 0.1 | 0.1 | 0.1 | 0.1 | 0.1 | 0 | 0 | 0 | 0 | 0 | 0 | 0 | 0 | 0 | 0 | 0 | 0 | 0 | 0 | 0 | 0
Gen_BB004 | MW | SEPD | System Transformation | Kintore | 0.05 | 0.05 | 0.05 | 0.05 | 0.05 | 0.05 | 0.05 | 0.05 | 0.05 | 0.05 | 0.05 | 0.05 | 0.05 | 0.05 | 0.05 | 0.05 | 0.05 | 0.05 | 0.05 | 0.05 | 0.05 | 0.05 | 0.05 | 0.05 | 0.05 | 0.05 | 0.05 | 0.05 | 0.05 | 0.05 | 0.05 | 0.05
Gen_BB005 | MW | SEPD | System Transformation | Kintore | 0 | 0 | 0 | 0 | 0 | 0 | 0 | 0 | 0 | 0 | 0 | 0 | 0 | 0 | 0 | 0 | 0 | 0 | 0 | 0 | 0 | 0 | 0 | 0 | 0 | 0 | 0 | 0 | 0 | 0 | 0 | 0
Gen_BB006 | MW | SEPD | System Transformation | Kintore | 0 | 0 | 0 | 0 | 0 | 0 | 0 | 0 | 0 | 0 | 0 | 0 | 0 | 0 | 0 | 0 | 0 | 0 | 0 | 0 | 0 | 0 | 0 | 0 | 0 | 0 | 0 | 0 | 0 | 0 | 0 | 0
Gen_BB008 | MW | SEPD | System Transformation | Kintore | 0 | 0 | 0 | 0 | 0 | 0 | 0 | 0 | 0 | 0 | 0 | 0 | 0 | 0 | 0 | 0 | 0 | 0 | 0 | 0 | 0 | 0 | 0 | 0 | 0 | 0 | 0 | 0 | 0 | 0 | 0 | 0
Gen_BB010 | MW | SEPD | System Transformation | Kintore | 0 | 0 | 0 | 0 | 0 | 0 | 0 | 0 | 0 | 0 | 0 | 0 | 0 | 0 | 0 | 0 | 0 | 0 | 0 | 0 | 0 | 0 | 0 | 0 | 0 | 0 | 0 | 0 | 0 | 0 | 0 | 0
Gen_BB011 | MW | SEPD | System Transformation | Kintore | 0 | 0 | 0 | 0 | 0 | 0 | 0 | 0 | 0 | 0 | 0 | 0 | 0 | 0 | 0 | 0 | 0 | 0 | 0 | 0 | 0 | 0 | 0 | 0 | 0 | 0 | 0 | 0 | 0 | 0 | 0 | 0
Gen_BB012 | MW | SEPD | System Transformation | Kintore | 1.6635 | 1.8141 | 1.8306 | 1.8519 | 1.8803 | 1.9131 | 1.9536 | 3.3107 | 4.8986 | 6.7189 | 8.8665 | 11.667 | 14.912 | 18.6003 | 22.3487 | 26.2806 | 29.5962 | 32.3605 | 33.8057 | 37.394 | 38.4997 | 39.5848 | 40.654 | 41.7225 | 43.7549 | 45.7562 | 47.7565 | 49.5574 | 51.1595 | 52.5619 | 53.7741 | 54.7953
Gen_BB013 | MW | SEPD | System Transformation | Kintore | 4.8259 | 4.9594 | 5.1863 | 5.4943 | 5.8977 | 6.3499 | 6.8625 | 7.7495 | 8.613 | 9.3014 | 10.0127 | 10.7059 | 11.3768 | 12.0284 | 12.6815 | 13.3476 | 13.9982 | 14.5798 | 15.1567 | 15.7278 | 16.2955 | 16.8616 | 17.4236 | 17.9563 | 18.4616 | 18.8607 | 19.2568 | 19.6264 | 19.9696 | 20.2886 | 20.6082 | 20.9285
Gen_BB014 | MW | SEPD | System Transformation | Kintore | 0 | 0 | 0 | 0 | 0 | 0 | 0 | 0 | 0 | 0 | 0 | 0 | 0 | 0 | 0 | 0 | 0 | 0 | 0 | 0 | 0 | 0 | 0 | 0 | 0 | 0 | 0 | 0 | 0 | 0 | 0 | 0
Gen_BB015 | MW | SEPD | System Transformation | Kintore | 50.1 | 50.1 | 54.4 | 54.4 | 54.4 | 54.4 | 54.4 | 54.4 | 54.4 | 54.7363 | 55.1476 | 55.4758 | 57.9502 | 59.7498 | 60.071 | 64.3144 | 65.78 | 69.5341 | 72.9511 | 73.2306 | 75.2221 | 75.4748 | 75.8231 | 76.0727 | 76.3205 | 76.5664 | 76.8102 | 77.0583 | 77.311 | 77.5682 | 77.83 | 78.0965
Gen_BB016 | MW | SEPD | System Transformation | Kintore | 12.4618 | 12.4618 | 13.3625 | 13.3635 | 13.3653 | 13.3692 | 13.3825 | 13.3908 | 13.3997 | 13.4091 | 13.4188 | 13.7287 | 13.7388 | 14.204 | 14.219 | 14.6641 | 15.1284 | 15.5473 | 15.5865 | 16.07 | 17.4342 | 18.1747 | 19.79 | 19.7981 | 19.8057 | 19.8126 | 19.8191 | 19.8249 | 19.8301 | 19.8348 | 19.839 | 19.8426
Gen_BB017 | MW | SEPD | System Transformation | Kintore | 0 | 0 | 0 | 0 | 0 | 0 | 0 | 0 | 0 | 0 | 0 | 0 | 0 | 0 | 0 | 0 | 0 | 0 | 0 | 0 | 0 | 0 | 0 | 0 | 0 | 0 | 0 | 0 | 0 | 0 | 0 | 0
Gen_BB018 | MW | SEPD | System Transformation | Kintore | 0.025 | 0.025 | 0.025 | 0.025 | 0.025 | 0.025 | 0.025 | 0.025 | 0.025 | 0.025 | 0.025 | 0.025 | 0.025 | 0.025 | 0.025 | 0.025 | 0.025 | 0.025 | 0.025 | 0.025 | 0.025 | 0.025 | 0.025 | 0.025 | 0.025 | 0.025 | 0.025 | 0.025 | 0.025 | 0.025 | 0.025 | 0.025
Hydrogen electrolysis | MW | SEPD | System Transformation | Kintore | 0 | 0 | 0 | 0 | 0 | 0 | 0 | 0 | 0 | 0 | 0 | 0 | 0 | 0 | 0 | 0 | 0 | 0 | 0 | 0 | 0 | 0.7 | 0.7 | 0.7 | 0.7 | 1.4 | 1.4 | 1.4 | 1.4 | 2 | 2 | 2
Lct_BB001 | Number | SEPD | System Transformation | Kintore | 244.3868 | 333.1017 | 517.3728 | 934.8587 | 1484.9686 | 2235.8564 | 3331.6442 | 4640.0833 | 5960.2057 | 7295.31 | 8648.6058 | 10025.8176 | 12268.4031 | 15248.4408 | 18614.2985 | 22293.0074 | 26327.2326 | 30437.1198 | 34445.2411 | 38163.2891 | 41451.2351 | 44199.0464 | 46384.368 | 47939.8885 | 48992.7833 | 49047.7987 | 49349.6546 | 48859.5346 | 48209.5754 | 47272.7455 | 46231.4861 | 45093.6496
Lct_BB003 | Number | SEPD | System Transformation | Kintore | 6.5359 | 7.4208 | 13.8937 | 21.2814 | 30.222 | 41.1708 | 54.755 | 70.1977 | 90.8971 | 116.4251 | 149.214 | 190.9725 | 243.5953 | 311.288 | 395.4296 | 496.6799 | 619.1782 | 757.8901 | 907.5055 | 1059.4295 | 1204.4424 | 1337.1473 | 1454.9954 | 1559.1172 | 1652.5596 | 1739.3005 | 1809.4939 | 1869.7885 | 1929.1531 | 1982.2108 | 2009.5544 | 2033.2293
Lct_BB005 | Number | SEPD | System Transformation | Kintore | 265.7876 | 362.4771 | 407.658 | 487.5055 | 561.9929 | 641.8315 | 792.1703 | 962.4788 | 1093.6076 | 1217.37 | 1472.4764 | 1789.2387 | 2133.314 | 2478.0635 | 2825.2448 | 3175.3092 | 3524.4086 | 3829.8042 | 4136.0546 | 4443.1041 | 4750.9991 | 5060.1687 | 5512.9248 | 5968.747 | 6430.1084 | 6896.0193 | 7364.9502 | 7386.8921 | 7409.8846 | 7434.3345 | 7460.2665 | 7486.4865
Lct_BB006 | Number | SEPD | System Transformation | Kintore | 0 | 0 | 19.8087 | 39.3614 | 58.6609 | 77.704 | 96.4869 | 117.4124 | 137.9962 | 158.2333 | 178.1292 | 208.32 | 337.5416 | 465.3386 | 591.7136 | 716.6649 | 840.1972 | 948.301 | 1055.0667 | 1160.4884 | 1264.5659 | 1367.3034 | 1456.957 | 1546.0123 | 1634.4656 | 1722.3184 | 1809.5701 | 1809.5701 | 1809.5701 | 1809.5701 | 1809.5701 | 1809.5701
Lct_BB007 | Number | SEPD | System Transformation | Kintore | 53.0976 | 68.4978 | 74.4141 | 85.9425 | 96.4365 | 107.7263 | 131.1131 | 157.7936 | 179.6093 | 199.4494 | 239.2561 | 275.0043 | 313.9825 | 352.9453 | 391.8929 | 430.8252 | 469.7422 | 500.8209 | 531.8563 | 562.8485 | 593.7975 | 624.7031 | 665.4783 | 705.9374 | 746.2953 | 786.805 | 827.4668 | 828.3557 | 828.1228 | 827.7283 | 827.5047 | 826.0927
Lct_BB008 | Number | SEPD | System Transformation | Kintore | 0 | 0 | 1.2835 | 2.5505 | 3.8009 | 5.0346 | 6.2518 | 7.6075 | 8.9411 | 10.2523 | 11.5414 | 12.8082 | 18.2298 | 23.5917 | 28.8939 | 34.1365 | 39.3195 | 43.8553 | 48.3348 | 52.758 | 57.1248 | 61.4353 | 65.197 | 68.9333 | 72.6444 | 76.3305 | 79.9912 | 79.9912 | 79.9912 | 79.9912 | 79.9912 | 79.9912
Lct_BB010b | MW | SEPD | System Transformation | Kintore | 1.45 | 2.24 | 2.7861 | 4.0994 | 5.931 | 8.2862 | 11.8261 | 15.5849 | 19.5898 | 23.07 | 26.6698 | 30.0282 | 36.9786 | 46.5139 | 57.4483 | 70.2911 | 97.2998 | 123.0402 | 138.1331 | 145.1379 | 149.7941 | 152.2885 | 153.6584 | 154.4014 | 154.7926 | 154.7926 | 154.7926 | 154.7926 | 154.7926 | 154.7926 | 154.7926 | 154.7926
Lct_BB011b | MW | SEPD | System Transformation | Kintore | 0.114 | 0.1411 | 0.20695 | 0.3158 | 0.44162 | 0.58851 | 0.76748 | 0.9605 | 1.1905 | 1.467 | 1.7955 | 2.1879 | 2.7536 | 3.4329 | 4.2313 | 5.1431 | 6.1326 | 7.1889 | 8.2641 | 9.3023 | 10.2469 | 11.0676 | 11.7522 | 12.3131 | 12.7536 | 13.0638 | 13.371 | 13.6784 | 13.9947 | 14.2994 | 14.5114 | 14.6813
Lct_BB012b | MW | SEPD | System Transformation | Kintore | 0.812 | 0.8305 | 0.84928 | 0.90915 | 0.98241 | 1.0691 | 1.1752 | 1.2896 | 1.4281 | 1.5944 | 1.7928 | 2.0289 | 2.4076 | 2.8626 | 3.3966 | 4.0059 | 4.6533 | 5.3417 | 6.0385 | 6.7057 | 7.3087 | 7.7253 | 8.0511 | 8.2906 | 8.4381 | 8.4595 | 8.468 | 8.4716 | 8.4716 | 8.4716 | 8.4716 | 8.4716
Lct_BB013b | MW | SEPD | System Transformation | Kintore | 0 | 0.0022 | 0.00445 | 0.00835 | 0.0119 | 0.01513 | 0.01826 | 0.02565 | 0.03438 | 0.04473 | 0.05693 | 0.0713 | 0.09705 | 0.1281 | 0.16478 | 0.20704 | 0.25323 | 0.30316 | 0.35497 | 0.40626 | 0.45474 | 0.49883 | 0.53776 | 0.57161 | 0.59981 | 0.61628 | 0.62999 | 0.64109 | 0.64982 | 0.65642 | 0.65642 | 0.65642
Lct_BB014 | Number | SEPD | System Transformation | Kintore | 52.5277 | 52.9308 | 59.5203 | 67.5757 | 76.3839 | 86.352 | 97.787 | 106.5878 | 119.2996 | 133.5278 | 149.2854 | 167.1934 | 191.6837 | 216.2469 | 244.0984 | 275.4705 | 310.7093 | 464.6585 | 500.541 | 540.0646 | 584.0612 | 632.4261 | 741.3309 | 805.2804 | 875.0567 | 952.8173 | 1038.7368 | 1171.163 | 1320.0899 | 1488.3224 | 1677.6151 | 1890.7724
Other generation | MW | SEPD | System Transformation | Kintore | 0 | 0.02 | 0.02 | 0.02 | 0.02 | 0.02 | 0.02 | 0.02 | 0.02 | 0.02 | 0.02 | 0.02 | 0.02 | 0.02 | 0.02 | 0.02 | 0.02 | 0.02 | 0.02 | 0.02 | 0.02 | 0.02 | 0.02 | 0.02 | 0.02 | 0.02 | 0.02 | 0.02 | 0.02 | 0.02 | 0.02 | 0.02
Srg_BB001 | MW | SEPD | System Transformation | Kintore | 0 | 0.086207 | 0.10575 | 0.1261 | 0.14577 | 0.16605 | 0.19203 | 0.40505 | 0.43659 | 0.46797 | 0.4975 | 0.54288 | 0.58548 | 0.632 | 0.68074 | 0.72722 | 0.79178 | 0.81082 | 0.83144 | 0.85184 | 0.87479 | 0.8947 | 1.0328 | 1.1712 | 1.3078 | 1.4439 | 1.5802 | 1.5825 | 1.5847 | 1.5868 | 1.5888 | 1.5908
Srg_BB002 | MW | SEPD | System Transformation | Kintore | 0 | 0 | 0.0020015 | 0.0041227 | 0.0064097 | 0.008927 | 0.011746 | 0.024934 | 0.026139 | 0.02728 | 0.028649 | 0.029978 | 0.03127 | 0.032517 | 0.033734 | 0.034928 | 0.036107 | 0.037269 | 0.038279 | 0.039296 | 0.040301 | 0.041309 | 0.051097 | 0.06138 | 0.072072 | 0.083115 | 0.093978 | 0.095324 | 0.0965 | 0.097508 | 0.09835 | 0.099185
Data centres (MW) | MW | SEPD | System Transformation | Lairg | 0 | 0 | 0 | 0 | 0 | 0 | 0 | 0 | 0 | 0 | 0 | 0 | 0 | 0 | 0 | 0 | 0 | 0 | 0 | 0 | 0 | 0 | 0 | 0 | 0 | 0 | 0 | 0 | 0 | 0 | 0 | 0
Dem_BB001a | Number of homes (cumulative) | SEPD | System Transformation | Lairg | 0 | 0 | 0 | 0 | 0 | 0 | 0 | 0 | 0 | 0 | 0 | 0 | 0 | 0 | 0 | 0 | 0 | 0.11269 | 0.23583 | 0.34433 | 0.44267 | 0.54634 | 0.60383 | 0.65106 | 0.68909 | 0.71931 | 0.74406 | 0.76426 | 0.78063 | 0.79252 | 0.80042 | 0.80416
Dem_BB002b | Floorspace (m2) (cumulative) | SEPD | System Transformation | Lairg | 0 | 0 | 0 | 0 | 0 | 2400 | 2600 | 2800 | 3000 | 3200 | 3400 | 3600 | 3800 | 4000 | 4000 | 4000 | 4000 | 4000 | 4000 | 4000 | 4000 | 4000 | 4000 | 4000 | 4000 | 4000 | 4000 | 4000 | 4000 | 4000 | 4000 | 4000
Domestic direct electric heating | Number | SEPD | System Transformation | Lairg | 204.2699 | 204.2696 | 204.2698 | 204.2698 | 204.2698 | 204.2698 | 201.9758 | 200.8516 | 199.7388 | 198.6373 | 197.5472 | 196.4667 | 195.3985 | 194.3399 | 192.9922 | 192.2338 | 191.3326 | 190.6894 | 189.8034 | 189.0475 | 188.4221 | 187.8015 | 187.3084 | 186.8193 | 186.4548 | 186.095 | 185.7354 | 185.3774 | 185.0247 | 184.676 | 184.3334 | 183.9956
Gas: Hydrogen peaking | MW | SEPD | System Transformation | Lairg | 0 | 0 | 0 | 0 | 0 | 0 | 0 | 0 | 0 | 0 | 0 | 0 | 0 | 0 | 0 | 0 | 0 | 0 | 0 | 0 | 0 | 0 | 0 | 0 | 0 | 0 | 0 | 0 | 0 | 0 | 0 | 0
Gen_BB001 | MW | SEPD | System Transformation | Lairg | 0 | 0 | 0 | 0 | 0 | 0 | 0 | 0 | 0 | 0 | 0 | 0 | 0 | 0 | 0 | 0 | 0 | 0 | 0 | 0 | 0 | 0 | 0 | 0 | 0 | 0 | 0 | 0 | 0 | 0 | 0 | 0
Gen_BB004 | MW | SEPD | System Transformation | Lairg | 0 | 0 | 0 | 0 | 0 | 0 | 0 | 0 | 0 | 0 | 0 | 0 | 0 | 0 | 0 | 0 | 0 | 0 | 0 | 0 | 0 | 0 | 0 | 0 | 0 | 0 | 0 | 0 | 0 | 0 | 0 | 0
Gen_BB005 | MW | SEPD | System Transformation | Lairg | 0 | 0 | 0 | 0 | 0 | 0 | 0 | 0 | 0 | 0 | 0 | 0 | 0 | 0 | 0 | 0 | 0 | 0 | 0 | 0 | 0 | 0 | 0 | 0 | 0 | 0 | 0 | 0 | 0 | 0 | 0 | 0
Gen_BB006 | MW | SEPD | System Transformation | Lairg | 0 | 0 | 0 | 0 | 0 | 0 | 0 | 0 | 0 | 0 | 0 | 0 | 0 | 0 | 0 | 0 | 0 | 0 | 0 | 0 | 0 | 0 | 0 | 0 | 0 | 0 | 0 | 0 | 0 | 0 | 0 | 0
Gen_BB008 | MW | SEPD | System Transformation | Lairg | 0 | 0 | 0 | 0 | 0 | 0 | 0 | 0 | 0 | 0 | 0 | 0 | 0 | 0 | 0 | 0 | 0 | 0 | 0 | 0 | 0 | 0 | 0 | 0 | 0 | 0 | 0 | 0 | 0 | 0 | 0 | 0
Gen_BB010 | MW | SEPD | System Transformation | Lairg | 0 | 0 | 0 | 0 | 0 | 0 | 0 | 0 | 0 | 0 | 0 | 0 | 0 | 0 | 0 | 0 | 0 | 0 | 0 | 0 | 0 | 0 | 0 | 0 | 0 | 0 | 0 | 0 | 0 | 0 | 0 | 0
Gen_BB011 | MW | SEPD | System Transformation | Lairg | 0 | 0 | 0 | 0 | 0 | 0 | 0 | 0 | 0 | 0 | 0 | 0 | 0 | 0 | 0 | 0 | 0 | 0 | 0 | 0 | 0 | 0 | 0 | 0 | 0 | 0 | 0 | 0 | 0 | 0 | 0 | 0
Gen_BB012 | MW | SEPD | System Transformation | Lairg | 0 | 0.00043992 | 0.001086 | 0.0018622 | 0.0028087 | 0.003793 | 0.0048829 | 0.0067812 | 0.0083644 | 0.010612 | 0.012756 | 0.014813 | 0.016799 | 0.018736 | 0.020637 | 0.022516 | 0.024368 | 0.025993 | 0.027612 | 0.029206 | 0.03079 | 0.032369 | 0.03387 | 0.035277 | 0.036591 | 0.037556 | 0.03852 | 0.039399 | 0.040193 | 0.040899 | 0.041608 | 0.04232
Gen_BB013 | MW | SEPD | System Transformation | Lairg | 0.20538 | 0.20541 | 0.20541 | 0.20543 | 0.20544 | 0.2055 | 0.20556 | 0.20574 | 0.206 | 0.21846 | 0.23072 | 0.24279 | 0.25467 | 0.2664 | 0.27807 | 0.29072 | 0.30332 | 0.31679 | 0.3282 | 0.34067 | 0.35429 | 0.36798 | 0.38226 | 0.39591 | 0.41001 | 0.4217 | 0.4334 | 0.44452 | 0.45508 | 0.46503 | 0.47502 | 0.48504
Gen_BB014 | MW | SEPD | System Transformation | Lairg | 0 | 0 | 0 | 0 | 0 | 0 | 0 | 0 | 0 | 0 | 0 | 0 | 0 | 0 | 0 | 0 | 0 | 0 | 0 | 0 | 0 | 0 | 0 | 0 | 0 | 0 | 0 | 0 | 0 | 0 | 0 | 0
Gen_BB015 | MW | SEPD | System Transformation | Lairg | 70.19 | 70.19 | 70.19 | 70.19 | 70.19 | 70.19 | 70.19 | 70.19 | 70.19 | 71.0876 | 72.1851 | 73.0609 | 74.9944 | 87.0285 | 87.8857 | 88.7356 | 89.5777 | 92.8842 | 99.8386 | 100.5846 | 101.2956 | 101.9702 | 104.1496 | 104.8158 | 105.4772 | 106.1334 | 106.7839 | 107.4462 | 108.1204 | 108.8068 | 109.5055 | 110.2168
Gen_BB016 | MW | SEPD | System Transformation | Lairg | 0.25565 | 0.25565 | 0.25747 | 0.26024 | 0.26496 | 0.27533 | 0.31078 | 0.33303 | 0.3569 | 0.38193 | 0.40791 | 0.43433 | 0.46122 | 0.50171 | 0.54188 | 0.59535 | 0.63351 | 0.68389 | 0.71797 | 0.75402 | 0.82797 | 0.86927 | 0.91006 | 0.93172 | 0.95183 | 0.97041 | 0.98763 | 1.0031 | 1.0171 | 1.0296 | 1.0409 | 1.0505
Gen_BB017 | MW | SEPD | System Transformation | Lairg | 0 | 0 | 0 | 0 | 0 | 0 | 0 | 0 | 0 | 0 | 0 | 0 | 0 | 0 | 0 | 0 | 0 | 0 | 0 | 0 | 0 | 0 | 0 | 0 | 0 | 0 | 0 | 0 | 0 | 0 | 0 | 0
Gen_BB018 | MW | SEPD | System Transformation | Lairg | 0.145 | 0.145 | 0.145 | 0.145 | 0.14531 | 0.14812 | 0.1487 | 0.14955 | 0.15027 | 0.15119 | 0.15191 | 0.15283 | 0.15355 | 0.15447 | 0.1554 | 0.15611 | 0.15704 | 0.15774 | 0.15863 | 0.1593 | 0.16017 | 0.16103 | 0.16166 | 0.1625 | 0.16331 | 0.16392 | 0.16472 | 0.16552 | 0.1663 | 0.16687 | 0.16764 | 0.16834
Hydrogen electrolysis | MW | SEPD | System Transformation | Lairg | 0 | 0 | 0 | 0 | 0 | 0 | 0 | 0 | 0 | 0 | 0 | 0 | 0 | 0 | 0 | 0 | 0 | 0 | 0 | 0 | 0 | 0 | 0 | 0 | 0 | 0 | 0 | 0 | 0 | 0 | 0 | 0
Lct_BB001 | Number | SEPD | System Transformation | Lairg | 4.103 | 5.5163 | 8.3294 | 14.752 | 23.1264 | 34.4266 | 63.3523 | 98.9492 | 134.5109 | 170.1023 | 205.679 | 241.2745 | 299.255 | 372.4161 | 455.7485 | 547.5496 | 649.3957 | 753.6971 | 855.8289 | 950.6661 | 1034.0586 | 1103.0131 | 1157.0261 | 1195.3583 | 1219.6562 | 1215.4867 | 1215.8952 | 1201.6638 | 1183.1923 | 1157.0268 | 1128.3862 | 1097.8069
Lct_BB003 | Number | SEPD | System Transformation | Lairg | 0 | 0 | 0 | 0 | 0 | 0 | 0 | 0 | 0 | 0 | 0 | 0 | 0 | 0 | 0 | 0 | 0 | 0 | 0 | 0 | 0 | 0 | 0 | 0 | 0 | 0 | 0 | 0 | 0 | 0 | 0 | 0
Lct_BB005 | Number | SEPD | System Transformation | Lairg | 27.6321 | 33.5132 | 35.7769 | 40.1712 | 44.1575 | 48.5574 | 57.7036 | 68.1845 | 77.0261 | 85.3216 | 103.1054 | 129.0215 | 157.3695 | 185.7896 | 214.3851 | 243.232 | 272.1531 | 294.3923 | 316.5316 | 338.805 | 361.2875 | 383.8231 | 412.4015 | 441.1533 | 470.4229 | 500.0039 | 529.9372 | 530.8996 | 531.9169 | 532.9893 | 534.1267 | 535.2767
Lct_BB006 | Number | SEPD | System Transformation | Lairg | 0 | 0 | 0 | 0 | 0 | 0 | 0 | 0 | 0 | 0 | 0 | 0 | 0 | 0 | 0 | 0 | 0 | 0 | 0 | 0 | 0 | 0 | 0 | 0 | 0 | 0 | 0 | 0 | 0 | 0 | 0 | 0
Lct_BB007 | Number | SEPD | System Transformation | Lairg | 0 | 0 | 0 | 0 | 0 | 0 | 0 | 0 | 0 | 0 | 0 | 0 | 0 | 0 | 0 | 0 | 0 | 0 | 0 | 0 | 0 | 0 | 0 | 0 | 0 | 0 | 0 | 0 | 0 | 0 | 0 | 0
Lct_BB008 | Number | SEPD | System Transformation | Lairg | 0 | 0 | 0 | 0 | 0 | 0 | 0 | 0 | 0 | 0 | 0 | 0 | 0 | 0 | 0 | 0 | 0 | 0 | 0 | 0 | 0 | 0 | 0 | 0 | 0 | 0 | 0 | 0 | 0 | 0 | 0 | 0
Lct_BB010b | MW | SEPD | System Transformation | Lairg | 0.014 | 0.014 | 0.0168 | 0.028 | 0.0546 | 0.0938 | 0.2408 | 0.3528 | 0.4578 | 0.6356 | 0.78604 | 0.9002 | 1.1435 | 1.3577 | 1.6729 | 2.0667 | 2.4703 | 3.0505 | 4.3306 | 4.9036 | 5.2593 | 5.5825 | 5.7052 | 5.7688 | 5.7915 | 5.7915 | 5.7915 | 5.7915 | 5.7915 | 5.7915 | 5.7915 | 5.7915
Lct_BB011b | MW | SEPD | System Transformation | Lairg | 0 | 0 | 0.00251 | 0.00517 | 0.00851 | 0.01225 | 0.01681 | 0.02178 | 0.02765 | 0.03464 | 0.04288 | 0.05261 | 0.06772 | 0.08564 | 0.1068 | 0.13077 | 0.15604 | 0.18264 | 0.20916 | 0.23397 | 0.25545 | 0.27296 | 0.28592 | 0.29462 | 0.29918 | 0.29918 | 0.29918 | 0.29918 | 0.29918 | 0.29918 | 0.29918 | 0.29918
Lct_BB012b | MW | SEPD | System Transformation | Lairg | 0 | 0 | 0 | 0.0006 | 0.00144 | 0.00241 | 0.0036 | 0.00457 | 0.00575 | 0.00715 | 0.00885 | 0.01083 | 0.01419 | 0.01811 | 0.0225 | 0.0273 | 0.03201 | 0.03674 | 0.04124 | 0.04525 | 0.04856 | 0.05101 | 0.0526 | 0.05345 | 0.05345 | 0.05345 | 0.05345 | 0.05345 | 0.05345 | 0.05345 | 0.05345 | 0.05345
Lct_BB013b | MW | SEPD | System Transformation | Lairg | 0 | 0.0003 | 0.00054 | 0.00101 | 0.00144 | 0.00183 | 0.0022 | 0.00309 | 0.00415 | 0.0054 | 0.00688 | 0.00862 | 0.01173 | 0.01548 | 0.01991 | 0.02501 | 0.03059 | 0.03662 | 0.04288 | 0.04908 | 0.05494 | 0.06027 | 0.06497 | 0.06906 | 0.07247 | 0.07446 | 0.07612 | 0.07747 | 0.07853 | 0.07933 | 0.07933 | 0.07933
Lct_BB014 | Number | SEPD | System Transformation | Lairg | 0.39201 | 0.39502 | 0.4442 | 0.50432 | 0.57005 | 0.64445 | 0.72979 | 0.65242 | 0.73023 | 0.81732 | 0.91377 | 1.0234 | 0.90076 | 1.0162 | 1.1471 | 1.2945 | 1.4601 | 2.1835 | 2.3521 | 2.5379 | 2.7446 | 2.9719 | 3.555 | 3.8617 | 4.1963 | 4.5692 | 4.9812 | 5.6163 | 6.3304 | 7.1372 | 8.0449 | 9.0671
Other generation | MW | SEPD | System Transformation | Lairg | 0 | 0 | 0 | 0 | 0 | 0 | 0 | 0 | 0 | 0 | 0 | 0 | 0 | 0 | 0 | 0 | 0 | 0 | 0 | 0 | 0 | 0 | 0 | 0 | 0 | 0 | 0 | 0 | 0 | 0 | 0 | 0
Srg_BB001 | MW | SEPD | System Transformation | Lairg | 0 | 0 | 0.014092 | 0.029227 | 0.043485 | 0.058528 | 0.080926 | 0.1778 | 0.20738 | 0.23694 | 0.2643 | 0.31272 | 0.31786 | 0.32737 | 0.33813 | 0.34327 | 0.37107 | 0.38269 | 0.39675 | 0.41056 | 0.42754 | 0.44046 | 0.45249 | 0.46505 | 0.47511 | 0.48454 | 0.49427 | 0.4975 | 0.50057 | 0.50352 | 0.50635 | 0.50908
Srg_BB002 | MW | SEPD | System Transformation | Lairg | 0 | 0 | 8.0406e-05 | 0.00016213 | 0.0002458 | 0.00033297 | 0.00042468 | 0.00080846 | 0.00084033 | 0.00087023 | 0.0009059 | 0.00094031 | 0.00097356 | 0.0010055 | 0.0010366 | 0.0010669 | 0.0010968 | 0.0011261 | 0.0011516 | 0.0011771 | 0.0012023 | 0.0012275 | 0.0014717 | 0.0017278 | 0.0019936 | 0.0022678 | 0.0025374 | 0.0025707 | 0.0025999 | 0.0026248 | 0.0026457 | 0.0026663
Data centres (MW) | MW | SEPD | System Transformation | Lunanhead | 0 | 0 | 0 | 0 | 0 | 0 | 0 | 0 | 0 | 0 | 0 | 0 | 0 | 0 | 0 | 0 | 0 | 0 | 0 | 0 | 0 | 0 | 0 | 0 | 0 | 0 | 0 | 0 | 0 | 0 | 0 | 0
Dem_BB001a | Number of homes (cumulative) | SEPD | System Transformation | Lunanhead | 0 | 97.617 | 202.4546 | 302.9501 | 396.47 | 459.9501 | 510.7646 | 558.5115 | 599.1624 | 640.9706 | 684.5881 | 729.6562 | 764.6562 | 786.6562 | 799.6562 | 812.6562 | 823.6562 | 833.1354 | 842.7518 | 851.176 | 857.4667 | 862.5853 | 865.2057 | 866.7154 | 867.1257 | 867.4518 | 867.7189 | 867.9368 | 868.1134 | 868.2417 | 868.327 | 868.3674
Dem_BB002b | Floorspace (m2) (cumulative) | SEPD | System Transformation | Lunanhead | 0 | 38618.1818 | 69512.7273 | 95803.6364 | 124106.6667 | 154421.8182 | 178749.0909 | 203563.6364 | 213578.1818 | 228992.7273 | 244857.2727 | 255771.8182 | 264674.2424 | 270277.2727 | 273868.1818 | 276113.6364 | 277013.6364 | 277913.6364 | 278363.6364 | 278363.6364 | 278363.6364 | 278363.6364 | 278363.6364 | 278363.6364 | 278363.6364 | 278363.6364 | 278363.6364 | 278363.6364 | 278363.6364 | 278363.6364 | 278363.6364 | 278363.6364
Domestic direct electric heating | Number | SEPD | System Transformation | Lunanhead | 1897.4955 | 1908.0791 | 1919.4193 | 1930.2193 | 1940.3713 | 1947.1751 | 1923.0401 | 1901.8638 | 1880.2661 | 1859.3634 | 1838.8914 | 1818.9997 | 1799.4932 | 1779.4794 | 1761.4076 | 1748.7222 | 1733.7918 | 1719.33 | 1704.3806 | 1689.844 | 1675.5221 | 1661.5082 | 1648.9795 | 1636.7245 | 1624.6439 | 1612.8546 | 1601.0494 | 1589.3314 | 1577.7886 | 1566.3998 | 1555.1867 | 1544.1291
Gas: Hydrogen peaking | MW | SEPD | System Transformation | Lunanhead | 0 | 0 | 0 | 0 | 0 | 0 | 0 | 0 | 0 | 0 | 0 | 0 | 0 | 0 | 0 | 0 | 0 | 0 | 0 | 0 | 0 | 0 | 0 | 0 | 0 | 0 | 0 | 0 | 0 | 0 | 0 | 0
Gen_BB001 | MW | SEPD | System Transformation | Lunanhead | 0 | 0 | 0 | 0 | 0 | 0 | 0 | 0 | 0 | 0 | 0 | 0 | 0 | 0 | 0 | 0 | 0 | 0 | 0 | 0 | 0 | 0 | 0 | 0 | 0 | 0 | 0 | 0 | 0 | 0 | 0 | 0
Gen_BB004 | MW | SEPD | System Transformation | Lunanhead | 2 | 2 | 2 | 2 | 2 | 2 | 2 | 2 | 2 | 2 | 2 | 2 | 2 | 2 | 2 | 2 | 2 | 2 | 2 | 2 | 2 | 2 | 2 | 2 | 0 | 0 | 0 | 0 | 0 | 0 | 0 | 0
Gen_BB005 | MW | SEPD | System Transformation | Lunanhead | 0 | 0 | 0 | 0 | 0 | 0 | 0 | 0 | 0 | 0 | 0 | 0 | 0 | 0 | 0 | 0 | 0 | 0 | 0 | 0 | 0 | 0 | 0 | 0 | 0 | 0 | 0 | 0 | 0 | 0 | 0 | 0
Gen_BB006 | MW | SEPD | System Transformation | Lunanhead | 0 | 0 | 0 | 0 | 0 | 0 | 0 | 0 | 0 | 0 | 0 | 0 | 0 | 0 | 0 | 0 | 0 | 0 | 0 | 0 | 0 | 0 | 0 | 0 | 0 | 0 | 0 | 0 | 0 | 0 | 0 | 0
Gen_BB008 | MW | SEPD | System Transformation | Lunanhead | 0 | 0 | 0 | 0 | 0 | 0 | 0 | 0 | 0 | 0 | 0 | 0 | 0 | 0 | 0 | 0 | 0 | 0 | 0 | 0 | 0 | 0 | 0 | 0 | 0 | 0 | 0 | 0 | 0 | 0 | 0 | 0
Gen_BB010 | MW | SEPD | System Transformation | Lunanhead | 1 | 1 | 1 | 1 | 1 | 1 | 1 | 1 | 1 | 1 | 1 | 1 | 1 | 1 | 1 | 1 | 1 | 1 | 1 | 1 | 1 | 1 | 1 | 1 | 1 | 1 | bar: 1.0527 to 1.0552
Gen_BB011 | MW | SEPD | System Transformation | Lunanhead | 0 | 0 | 0 | 0 | 0 | 0 | 0 | 0 | 0 | 0 | 0 | 0 | 0 | 0 | 0 | 0 | 0 | 0 | 0 | 0 | 0 | 0 | 0 | 0 | 0 | 0 | 0 | 0 | 0 | 0 | 0 | 0
Gen_BB012 | MW | SEPD | System Transformation | Lunanhead | 11.485 | 16.552 | 16.6487 | 16.7729 | 16.7353 | 16.8346 | 16.792 | 18.4503 | 20.3606 | 22.5539 | 25.1224 | 28.4553 | 32.3116 | 36.6938 | 41.1489 | 45.8241 | 49.7646 | 53.0483 | 54.7544 | 59.0226 | 60.3206 | 61.5866 | 65.4339 | 69.2881 | 71.6978 | 74.0744 | 76.4503 | 78.5893 | 80.4922 | 82.1579 | 83.5961 | 84.8059
Gen_BB013 | MW | SEPD | System Transformation | Lunanhead | 2.2179 | 2.2407 | 2.2789 | 2.3296 | 2.3935 | 2.4557 | 2.5238 | 2.6331 | 2.739 | 2.9182 | 3.0993 | 3.2831 | 3.4665 | 3.6444 | 3.8199 | 4.0003 | 4.1845 | 4.3559 | 4.523 | 4.6922 | 4.8622 | 5.034 | 5.2119 | 5.3833 | 5.5473 | 5.6841 | 5.8207 | 5.9505 | 6.0736 | 6.1898 | 6.3064 | 6.4233
Gen_BB014 | MW | SEPD | System Transformation | Lunanhead | 0 | 0 | 0 | 0 | 0 | 0 | 0 | 0 | 0 | 0 | 0 | 0 | 0 | 0 | 0 | 0 | 0 | 0 | 0 | 0 | 0 | 0 | 0 | 0 | 0 | 0 | 0 | 0 | 0 | 0 | 0 | 0
Gen_BB015 | MW | SEPD | System Transformation | Lunanhead | 6.4 | 6.4 | 6.4 | 6.4 | 6.4 | 6.4 | 6.4 | 6.4 | 6.4 | 6.9452 | 7.6118 | 8.1438 | 9.3181 | 10.8573 | 11.378 | 11.8942 | 12.4056 | 12.8985 | 13.372 | 15.425 | 15.8569 | 16.2667 | 16.8312 | 17.2358 | 17.6375 | 18.036 | 18.4312 | 18.8334 | 19.243 | 19.6599 | 20.0842 | 20.5163
Gen_BB016 | MW | SEPD | System Transformation | Lunanhead | 4.8653 | 4.8653 | 4.8664 | 4.8681 | 4.8709 | 4.8772 | 4.8988 | 4.9123 | 4.9268 | 4.942 | 4.9578 | 4.9738 | 4.9901 | 5.0147 | 5.0391 | 5.0716 | 5.0948 | 5.1254 | 5.4111 | 5.778 | 6.7679 | 7.093 | 7.6178 | 7.6309 | 7.6431 | 7.6544 | 7.6649 | 7.6743 | 7.6828 | 7.6904 | 7.6972 | 7.7031
Gen_BB017 | MW | SEPD | System Transformation | Lunanhead | 0 | 0 | 0 | 0 | 0 | 0 | 0 | 0 | 0 | 0 | 0 | 0 | 0 | 0 | 0 | 0 | 0 | 0 | 0 | 0 | 0 | 0 | 0 | 0 | 0 | 0 | 0 | 0 | 0 | 0 | 0 | 0
Gen_BB018 | MW | SEPD | System Transformation | Lunanhead | 1.7054 | 1.7054 | 1.7054 | 1.7054 | 1.708 | 1.7308 | 1.7355 | 1.7425 | 1.7483 | 1.7558 | 1.7616 | 1.7692 | 1.775 | 1.7825 | 1.79 | 1.7958 | 1.8034 | 1.8091 | 1.8163 | 1.8218 | 1.8289 | 1.8358 | 1.841 | 1.8478 | 1.8544 | 1.8594 | 1.8659 | 1.8724 | 1.8787 | 1.8834 | 1.8896 | 1.8953
Hydrogen electrolysis | MW | SEPD | System Transformation | Lunanhead | 0 | 0 | 0 | 0 | 0 | 0 | 0 | 0 | 0 | 0 | 0 | 0 | 0 | 0 | 0 | 0 | 0 | 0 | 0 | 0 | 0 | 0 | 0 | 0 | 0 | 0 | 0 | 0 | 0 | 0 | 0 | 0
Lct_BB001 | Number | SEPD | System Transformation | Lunanhead | 62.8052 | 87.8548 | 143.016 | 266.7657 | 429.8273 | 656.001 | 1074.5376 | 1725.0698 | 2383.2303 | 3050.6293 | 3729.2311 | 4421.4861 | 5386.0881 | 6674.3974 | 8113.065 | 9666.4621 | 11344.7729 | 13037.0329 | 14673.0183 | 16181.1593 | 17515.8087 | 18636.6369 | 19535.3312 | 20165.0722 | 20609.2833 | 20697.1121 | 20957.1847 | 20773.8619 | 20526.0721 | 20163.0537 | 19753.8588 | 19295.8046
Lct_BB003 | Number | SEPD | System Transformation | Lunanhead | 2.6294 | 3.0719 | 5.2708 | 9.117 | 13.7591 | 19.4347 | 26.47 | 35.6033 | 45.6938 | 57.9936 | 73.5349 | 94.1669 | 120.441 | 153.2017 | 193.8191 | 242.5195 | 301.2808 | 367.4724 | 438.3595 | 509.6053 | 576.6141 | 636.7181 | 688.683 | 733.1114 | 771.6103 | 806.2019 | 832.2322 | 853.2523 | 873.7977 | 891.6203 | 897.7852 | 902.6677
Lct_BB005 | Number | SEPD | System Transformation | Lunanhead | 84.3412 | 129.0877 | 148.7483 | 183.1809 | 214.7749 | 248.0218 | 313.515 | 388.6194 | 451.6793 | 511.0482 | 623.5358 | 746.7492 | 879.5918 | 1012.8102 | 1145.3423 | 1278.858 | 1413.5199 | 1536.047 | 1658.6391 | 1782.1259 | 1906.2113 | 2030.8595 | 2220.0242 | 2410.7155 | 2602.4761 | 2796.0301 | 2991.9897 | 3002.7682 | 3014.1627 | 3026.1732 | 3038.9117 | 3051.7917
Lct_BB006 | Number | SEPD | System Transformation | Lunanhead | 0 | 0 | 12.3823 | 24.6033 | 36.6645 | 48.5665 | 60.3059 | 73.3841 | 86.2498 | 98.8989 | 111.3339 | 126.5483 | 191.6688 | 256.0735 | 319.7624 | 382.7336 | 444.9891 | 499.4725 | 553.2794 | 606.4082 | 658.8612 | 710.6367 | 755.8163 | 800.6964 | 845.2757 | 889.5503 | 933.523 | 933.523 | 933.523 | 933.523 | 933.523 | 933.523
Lct_BB007 | Number | SEPD | System Transformation | Lunanhead | 31.603 | 40.769 | 44.2902 | 51.1518 | 57.3977 | 64.1172 | 78.0367 | 93.9165 | 106.9008 | 118.7094 | 142.4018 | 163.6786 | 186.8778 | 210.068 | 233.249 | 256.421 | 279.5839 | 298.0814 | 316.5533 | 334.9994 | 353.4199 | 371.8144 | 396.0846 | 419.9185 | 443.4779 | 467.1186 | 490.8322 | 490.3159 | 491.1295 | 491.9327 | 492.7756 | 493.518
Lct_BB008 | Number | SEPD | System Transformation | Lunanhead | 0 | 0 | 0.76399 | 1.518 | 2.2623 | 2.9966 | 3.721 | 4.528 | 5.3217 | 6.1021 | 6.8694 | 7.6234 | 10.8502 | 14.0416 | 17.1974 | 20.3176 | 23.4024 | 26.1021 | 28.7682 | 31.4008 | 33.9999 | 36.5654 | 38.8042 | 41.0281 | 43.2369 | 45.4308 | 47.6096 | 47.6096 | 47.6096 | 47.6096 | 47.6096 | 47.6096
Lct_BB010b | MW | SEPD | System Transformation | Lunanhead | 0.49 | 0.56839 | 0.70488 | 1.0053 | 1.4235 | 2.052 | 3.4116 | 4.6104 | 6.0524 | 7.6059 | 8.9379 | 10.221 | 12.6987 | 15.6907 | 19.5329 | 23.6914 | 30.1009 | 39.0451 | 47.1177 | 51.6346 | 54.3064 | 56.5101 | 57.5926 | 58.3781 | 58.995 | 58.995 | 58.995 | 58.995 | 58.995 | 58.995 | 58.995 | 58.995
Lct_BB011b | MW | SEPD | System Transformation | Lunanhead | 0.157 | 0.1679 | 0.19764 | 0.24542 | 0.30051 | 0.36512 | 0.44334 | 0.52809 | 0.62941 | 0.75111 | 0.89614 | 1.0685 | 1.3169 | 1.6154 | 1.9666 | 2.3673 | 2.802 | 3.2662 | 3.7392 | 4.1955 | 4.6109 | 4.9715 | 5.272 | 5.5184 | 5.7114 | 5.8475 | 5.9822 | 6.1172 | 6.2559 | 6.3897 | 6.4827 | 6.5573
Lct_BB012b | MW | SEPD | System Transformation | Lunanhead | 0.687 | 0.6921 | 0.69709 | 0.7169 | 0.7412 | 0.76992 | 0.80492 | 0.84418 | 0.89201 | 0.9501 | 1.0195 | 1.1021 | 1.2363 | 1.3982 | 1.5879 | 1.8048 | 2.0356 | 2.2813 | 2.5312 | 2.7712 | 2.989 | 3.1759 | 3.3266 | 3.4421 | 3.5191 | 3.543 | 3.5568 | 3.5627 | 3.5627 | 3.5627 | 3.5627 | 3.5627
Lct_BB013b | MW | SEPD | System Transformation | Lunanhead | 0 | 0.0005 | 0.00093 | 0.00175 | 0.00249 | 0.00317 | 0.00383 | 0.00538 | 0.00721 | 0.00938 | 0.01194 | 0.01495 | 0.02035 | 0.02686 | 0.03455 | 0.04341 | 0.05309 | 0.06356 | 0.07442 | 0.08517 | 0.09533 | 0.10457 | 0.11273 | 0.11983 | 0.12574 | 0.12919 | 0.13206 | 0.13439 | 0.13622 | 0.1376 | 0.1376 | 0.1376
Lct_BB014 | Number | SEPD | System Transformation | Lunanhead | 20.7358 | 20.8949 | 23.4962 | 26.6762 | 30.1533 | 34.0883 | 38.6024 | 45.6579 | 51.1031 | 57.1979 | 63.9478 | 71.6189 | 86.2513 | 97.3039 | 109.8362 | 123.9525 | 139.8088 | 209.0808 | 225.2268 | 243.0111 | 262.8081 | 284.5707 | 318.5821 | 346.064 | 376.0499 | 409.467 | 446.3903 | 503.2996 | 567.3 | 639.5968 | 720.9441 | 812.547
Other generation | MW | SEPD | System Transformation | Lunanhead | 0 | 0 | 0 | 0 | 0 | 0 | 0 | 0 | 0 | 0 | 0 | 0 | 0 | 0 | 0 | 0 | 0 | 0 | 0 | 0 | 0 | 0 | 0 | 0 | 0 | 0 | 0 | 0 | 0 | 0 | 0 | 0
Srg_BB001 | MW | SEPD | System Transformation | Lunanhead | 0 | 0.1504 | 10.1657 | 10.1822 | 10.1985 | 10.2149 | 10.232 | 10.4833 | 10.5022 | 10.5221 | 10.5426 | 10.5693 | 10.6382 | 10.711 | 10.7871 | 10.8637 | 10.9531 | 10.9766 | 11.001 | 11.026 | 11.0527 | 11.0776 | 11.3095 | 11.5419 | 11.7731 | 12.0042 | 12.2356 | 12.2376 | 12.2395 | 12.2414 | 12.2433 | 12.2451
Srg_BB002 | MW | SEPD | System Transformation | Lunanhead | 0 | 0 | 0.00088019 | 0.001784 | 0.0027216 | 0.0037126 | 0.0047733 | 0.0093593 | 0.0097518 | 0.010119 | 0.010557 | 0.010979 | 0.011385 | 0.011776 | 0.012155 | 0.012525 | 0.012889 | 0.013246 | 0.013555 | 0.013866 | 0.014172 | 0.014478 | 0.01744 | 0.020546 | 0.023768 | 0.027092 | 0.030357 | 0.030761 | 0.031114 | 0.031416 | 0.031668 | 0.031918
Data centres (MW) | MW | SEPD | System Transformation | Lyndhurst | 0 | 0 | 0 | 0 | 0 | 0 | 0 | 0 | 0 | 0 | 0 | 0 | 0 | 0 | 0 | 0 | 0 | 0 | 0 | 0 | 0 | 0 | 0 | 0 | 0 | 0 | 0 | 0 | 0 | 0 | 0 | 0
Dem_BB001a | Number of homes (cumulative) | SEPD | System Transformation | Lyndhurst | 0 | 15.5205 | 87.2582 | 174.0927 | 253.5174 | 327.3404 | 396.2223 | 432.0359 | 457.7519 | 481.4375 | 520.1197 | 545.9447 | 566.4804 | 577.4804 | 583.4804 | 589.4804 | 591.4804 | 593.9577 | 596.5719 | 598.9943 | 601.2833 | 602.3931 | 603.0085 | 603.5142 | 603.9213 | 604.2447 | 604.5097 | 604.7259 | 604.9012 | 605.0284 | 605.113 | 605.1531
Dem_BB002b | Floorspace (m2) (cumulative) | SEPD | System Transformation | Lyndhurst | 0 | 0 | 3185 | 4881.5 | 12978 | 20197 | 33191 | 38477.5 | 41454 | 44818 | 48569.5 | 53276 | 56120 | 58955 | 60550 | 61452.5 | 63397.5 | 63912.5 | 64370 | 64742.5 | 64957.5 | 65172.5 | 65322.5 | 65472.5 | 65600 | 65600 | 65600 | 65600 | 65600 | 65600 | 65600 | 65600
Domestic direct electric heating | Number | SEPD | System Transformation | Lyndhurst | 974.5891 | 976.3148 | 984.093 | 993.4895 | 1002.1297 | 1010.1218 | 1011.2897 | 1002.943 | 993.5461 | 984.1485 | 976.9756 | 968.2136 | 959.6929 | 951.596 | 944.1016 | 939.6619 | 934.1191 | 929.0556 | 923.6575 | 918.7 | 913.9568 | 909.5412 | 906.6198 | 903.9928 | 901.5508 | 899.2921 | 896.9452 | 894.6041 | 892.3241 | 890.1068 | 887.9533 | 885.8656
Gas: Hydrogen peaking | MW | SEPD | System Transformation | Lyndhurst | 0 | 0 | 0 | 0 | 0 | 0 | 0 | 0 | 0 | 0 | 0 | 0 | 0 | 0 | 0 | 0 | 0 | 0 | 0 | 0 | 0 | 0 | 0 | 0 | 0 | 0 | 0.086 | 0.086 | 0.086 | 0.086 | 0.086 | 0.086
Gen_BB001 | MW | SEPD | System Transformation | Lyndhurst | 0.086 | 0.086 | 0.086 | 0.086 | 0.086 | 0.086 | 0.086 | 0.086 | 0.086 | 0.086 | 0.086 | 0.086 | 0.086 | 0.086 | 0.086 | 0.086 | 0.086 | 0.086 | 0.086 | 0.086 | 0.086 | 0.086 | 0.086 | 0.086 | 0.086 | 0.086 | 0 | 0 | 0 | 0 | 0 | 0
Gen_BB004 | MW | SEPD | System Transformation | Lyndhurst | 0 | 0 | 0 | 0 | 0 | 0 | 0 | 0 | 0 | 0 | 0 | 0 | 0 | 0 | 0 | 0 | 0 | 0 | 0 | 0 | 0 | 0 | 0 | 0 | 0 | 0 | 0 | 0 | 0 | 0 | 0 | 0
Gen_BB005 | MW | SEPD | System Transformation | Lyndhurst | 0 | 0 | 0 | 0 | 0 | 0 | 0 | 0 | 0 | 0 | 0 | 0 | 0 | 0 | 0 | 0 | 0 | 0 | 0 | 0 | 0 | 0 | 0 | 0 | 0 | 0 | 0 | 0 | 0 | 0 | 0 | 0
Gen_BB006 | MW | SEPD | System Transformation | Lyndhurst | 0 | 0 | 0 | 0 | 0 | 0 | 0 | 0 | 0 | 0 | 0 | 0 | 0 | 0 | 0 | 0 | 0 | 0 | 0 | 0 | 0 | 0 | 0 | 0 | 0 | 0 | 0 | 0 | 0 | 0 | 0 | 0
Gen_BB008 | MW | SEPD | System Transformation | Lyndhurst | 0 | 0 | 0 | 0 | 0 | 0 | 0 | 0 | 0 | 0 | 0 | 0 | 0 | 0 | 0 | 0 | 0 | 0 | 0 | 0 | 0 | 0 | 0 | 0 | 0 | 0 | 0 | 0 | 0 | 0 | 0 | 0
Gen_BB010 | MW | SEPD | System Transformation | Lyndhurst | 0 | 0 | 0 | 0 | 0 | 0 | 0 | 0 | 0 | 0 | 0 | 0 | 0 | 0 | 0 | 0 | 0 | 0 | 0 | 0 | 0 | 0 | 0 | 0 | 0 | 0 | 0 | 0 | 0 | 0 | 0 | 0
Gen_BB011 | MW | SEPD | System Transformation | Lyndhurst | 0 | 0 | 0 | 0 | 0 | 0 | 0 | 0 | 0 | 0 | 0 | 0 | 0 | 0 | 0 | 0 | 0 | 0 | 0 | 0 | 0 | 0 | 0 | 0 | 0 | 0 | 0 | 0 | 0 | 0 | 0 | 0
Gen_BB012 | MW | SEPD | System Transformation | Lyndhurst | 0.48571 | 0.48661 | 0.48806 | 0.49001 | 0.4927 | 0.49594 | 0.50008 | 0.50894 | 0.51823 | 0.53046 | 0.5432 | 0.55625 | 0.56951 | 0.58298 | 0.59665 | 0.61055 | 0.6246 | 0.63715 | 0.6499 | 0.66265 | 0.67553 | 0.68856 | 0.70105 | 0.71281 | 0.72383 | 0.73184 | 0.73985 | 0.74712 | 0.75365 | 0.75942 | 0.76522 | 0.77105
Gen_BB013 | MW | SEPD | System Transformation | Lyndhurst | 0.40652 | 0.4235 | 0.46011 | 0.51305 | 0.57949 | 0.65473 | 0.74217 | 0.86364 | 0.97741 | 1.1158 | 1.2663 | 1.4062 | 1.5449 | 1.685 | 1.8275 | 1.9737 | 2.1217 | 2.2601 | 2.3965 | 2.536 | 2.6774 | 2.822 | 2.9747 | 3.1233 | 3.2667 | 3.3876 | 3.5083 | 3.6234 | 3.7327 | 3.8365 | 3.9405 | 4.0448
Gen_BB014 | MW | SEPD | System Transformation | Lyndhurst | 0 | 0 | 0 | 0 | 0 | 0 | 0 | 0 | 0 | 0 | 0 | 0 | 0 | 0 | 0 | 0 | 0 | 0 | 0 | 0 | 0 | 0 | 0 | 0 | 0 | 0 | 0 | 0 | 0 | 0 | 0 | 0
Gen_BB015 | MW | SEPD | System Transformation | Lyndhurst | 3.5 | 3.5 | 3.5 | 3.5 | 3.5 | 3.5 | 3.5 | 3.5 | 3.5 | 3.5 | 3.5 | 3.5 | 3.5 | 3.5 | 3.5 | 3.5 | 5.25 | 5.25 | 5.25 | 5.25 | 5.25 | 5.25 | 5.25 | 5.25 | 5.25 | 5.25 | 5.25 | 5.25 | 5.25 | 5.25 | 5.25 | 5.25
Gen_BB016 | MW | SEPD | System Transformation | Lyndhurst | 0 | 0 | 0 | 0 | 0 | 0 | 0 | 0 | 0 | 0 | 0 | 0 | 0 | 0 | 0 | 0 | 0 | 0 | 0 | 0 | 0 | 0 | 0 | 0 | 0 | 0 | 0 | 0 | 0 | 0 | 0 | 0
Gen_BB017 | MW | SEPD | System Transformation | Lyndhurst | 0 | 0 | 0 | 0 | 0 | 0 | 0 | 0 | 0 | 0 | 0 | 0 | 0 | 0 | 0 | 0 | 0 | 0 | 0 | 0 | 0 | 0 | 0 | 0 | 0 | 0 | 0 | 0 | 0 | 0 | 0 | 0
Gen_BB018 | MW | SEPD | System Transformation | Lyndhurst | 4.75 | 4.75 | 4.75 | 4.75 | 4.7616 | 4.8651 | 4.8866 | 4.9179 | 4.9445 | 4.9784 | 5.0049 | 5.039 | 5.0654 | 5.0994 | 5.1335 | 5.1598 | 5.194 | 5.2199 | 5.2527 | 5.2776 | 5.3096 | 5.3411 | 5.3646 | 5.3953 | 5.4255 | 5.4479 | 5.4774 | 5.5067 | 5.5356 | 5.5566 | 5.5849 | 5.6108
Hydrogen electrolysis | MW | SEPD | System Transformation | Lyndhurst | 0 | 0 | 0 | 0 | 0 | 0 | 0 | 0 | 0 | 0 | 0 | 0 | 0 | 0 | 0 | 0 | 0 | 0 | 0 | 0 | 0 | 0 | 0 | 0 | 0 | 0 | 0 | 0 | 0 | 0 | 0 | 0
Lct_BB001 | Number | SEPD | System Transformation | Lyndhurst | 30.0586 | 43.2015 | 70.534 | 133.938 | 218.2975 | 336.5727 | 595.1688 | 1073.0514 | 1552.9209 | 2034.863 | 2519.6706 | 3008.1577 | 3643.1488 | 4496.1933 | 5436.9484 | 6438.3743 | 7505.3454 | 8565.3383 | 9575.1226 | 10492.1829 | 11295.0979 | 11961.8408 | 12489.7304 | 12839.6947 | 13081.4165 | 13119.1012 | 13343.9486 | 13218.5383 | 13051.5524 | 12808.5518 | 12534.7468 | 12225.6816
Lct_BB003 | Number | SEPD | System Transformation | Lyndhurst | 0 | 0 | 0.66126 | 1.175 | 1.7936 | 2.5475 | 3.4801 | 5.2572 | 7.0399 | 10.1342 | 14.0772 | 19.0683 | 25.7783 | 33.4951 | 43.1273 | 54.766 | 68.8921 | 84.9399 | 102.2908 | 119.9306 | 136.7572 | 152.1032 | 165.6339 | 177.4539 | 187.9108 | 197.4668 | 204.9752 | 211.2528 | 217.3801 | 222.7392 | 224.8928 | 226.7372
Lct_BB005 | Number | SEPD | System Transformation | Lyndhurst | 16.423 | 37.5589 | 48.0851 | 66.7016 | 83.7501 | 102.0586 | 136.6787 | 174.5802 | 206.2438 | 235.7755 | 298.4301 | 329.5423 | 362.7721 | 396.3285 | 427.3257 | 458.9925 | 490.8282 | 537.553 | 583.9784 | 629.9389 | 676.0583 | 722.8973 | 820.0919 | 918.496 | 1018.4976 | 1120.1024 | 1223.2049 | 1233.9834 | 1245.3779 | 1257.3884 | 1270.1269 | 1283.0069
Lct_BB006 | Number | SEPD | System Transformation | Lyndhurst | 0 | 0 | 13.3281 | 26.4836 | 39.4652 | 52.2749 | 64.9138 | 78.9916 | 92.8388 | 106.4526 | 119.8369 | 137.7903 | 214.6264 | 290.6165 | 365.7614 | 440.0583 | 513.5132 | 577.7956 | 641.281 | 703.9686 | 765.8573 | 826.9451 | 880.2543 | 933.2065 | 985.8005 | 1038.0382 | 1089.9194 | 1089.9194 | 1089.9194 | 1089.9194 | 1089.9194 | 1089.9194
Lct_BB007 | Number | SEPD | System Transformation | Lyndhurst | 25.9473 | 33.473 | 36.3641 | 41.9977 | 47.1258 | 52.6428 | 64.0713 | 77.1093 | 87.77 | 97.4654 | 116.9178 | 134.387 | 153.4345 | 172.4746 | 191.5072 | 210.5323 | 229.55 | 244.7373 | 259.9034 | 275.0484 | 290.1724 | 305.2751 | 326.3364 | 347.8595 | 369.2689 | 390.8107 | 412.4786 | 405.9302 | 400.222 | 394.8979 | 389.961 | 385.2681
Lct_BB008 | Number | SEPD | System Transformation | Lyndhurst | 0 | 0 | 0.62725 | 1.2464 | 1.8574 | 2.4603 | 3.0551 | 3.7176 | 4.3693 | 5.01 | 5.6399 | 6.259 | 8.9084 | 11.5286 | 14.1197 | 16.6816 | 19.2144 | 21.431 | 23.62 | 25.7815 | 27.9154 | 30.0218 | 31.86 | 33.6859 | 35.4995 | 37.3007 | 39.0896 | 39.0896 | 39.0896 | 39.0896 | 39.0896 | 39.0896
Lct_BB010b | MW | SEPD | System Transformation | Lyndhurst | 0.168 | 0.20592 | 0.26933 | 0.39532 | 0.59232 | 0.83871 | 1.7128 | 2.5036 | 3.354 | 4.1597 | 4.9963 | 5.8345 | 7.3898 | 9.2249 | 11.3806 | 13.8194 | 16.5872 | 20.5154 | 25.2629 | 29.1576 | 32.2757 | 34.4711 | 36.1039 | 37.349 | 37.9372 | 37.9372 | 37.9372 | 37.9372 | 37.9372 | 37.9372 | 37.9372 | 37.9372
Lct_BB011b | MW | SEPD | System Transformation | Lyndhurst | 0.081 | 0.0905 | 0.10004 | 0.1226 | 0.14881 | 0.17953 | 0.21692 | 0.25751 | 0.306 | 0.36418 | 0.43356 | 0.51656 | 0.63397 | 0.77485 | 0.94074 | 1.1306 | 1.3383 | 1.5612 | 1.7899 | 2.013 | 2.2193 | 2.4023 | 2.5598 | 2.6944 | 2.8069 | 2.8959 | 2.9841 | 3.0724 | 3.1632 | 3.2508 | 3.3117 | 3.3605
Lct_BB012b | MW | SEPD | System Transformation | Lyndhurst | 0.612 | 0.6189 | 0.62587 | 0.64602 | 0.6701 | 0.69872 | 0.73404 | 0.76981 | 0.81281 | 0.86439 | 0.92562 | 0.99805 | 1.1133 | 1.2511 | 1.412 | 1.5946 | 1.7878 | 1.9919 | 2.1973 | 2.3923 | 2.5666 | 2.7128 | 2.8279 | 2.913 | 2.9667 | 2.9725 | 2.9742 | 2.9749 | 2.9749 | 2.9749 | 2.9749 | 2.9749
Lct_BB013b | MW | SEPD | System Transformation | Lyndhurst | 0 | 0 | 0 | 0 | 0 | 0 | 0 | 0 | 0 | 0 | 0 | 0 | 0 | 0 | 0 | 0 | 0 | 0 | 0 | 0 | 0 | 0 | 0 | 0 | 0 | 0 | 0 | 0 | 0 | 0 | 0 | 0
Lct_BB014 | Number | SEPD | System Transformation | Lyndhurst | 34.7068 | 34.9731 | 39.327 | 44.6495 | 50.4694 | 57.0556 | 64.6111 | 82.5149 | 92.3557 | 103.3705 | 115.5692 | 129.4327 | 160.8684 | 181.4829 | 204.8569 | 231.1856 | 260.7593 | 389.9595 | 420.0735 | 453.2432 | 490.1669 | 530.7566 | 564.1972 | 612.8666 | 665.9705 | 725.151 | 790.5409 | 891.3252 | 1004.6675 | 1132.7025 | 1276.7656 | 1438.991
Other generation | MW | SEPD | System Transformation | Lyndhurst | 0 | 0 | 0 | 0 | 0 | 0 | 0 | 0 | 0 | 0 | 0 | 0 | 0 | 0 | 0 | 0 | 0 | 0 | 0 | 0 | 0 | 0 | 0 | 0 | 0 | 0 | 0 | 0 | 0 | 0 | 0 | 0
Srg_BB001 | MW | SEPD | System Transformation | Lyndhurst | 0 | 0.10822 | 0.11974 | 50.0313 | 50.0429 | 50.0544 | 50.0664 | 50.2443 | 50.2566 | 50.2689 | 50.2811 | 50.2942 | 50.3429 | 50.3935 | 50.4459 | 50.4998 | 50.5568 | 50.5705 | 50.5842 | 50.5979 | 50.6118 | 50.6254 | 50.7883 | 50.9513 | 51.1141 | 51.2769 | 51.4397 | 51.4399 | 51.44 | 51.4402 | 51.4403 | 51.4404
Srg_BB002 | MW | SEPD | System Transformation | Lyndhurst | 0 | 0 | 0.00017409 | 0.00036259 | 0.00057094 | 0.00080592 | 0.0010758 | 0.0023906 | 0.0025144 | 0.0026406 | 0.0028013 | 0.0029652 | 0.003131 | 0.0032971 | 0.0034639 | 0.0036322 | 0.0038024 | 0.0039734 | 0.0041247 | 0.0042795 | 0.0044346 | 0.0045925 | 0.0061451 | 0.0077936 | 0.0095235 | 0.011321 | 0.013099 | 0.013321 | 0.013515 | 0.013682 | 0.013822 | 0.013961
Data centres (MW) | MW | SEPD | System Transformation | MILLENNIUM WINDFARM AUX GSP | 0 | 0 | 0 | 0 | 0 | 0 | 0 | 0 | 0 | 0 | 0 | 0 | 0 | 0 | 0 | 0 | 0 | 0 | 0 | 0 | 0 | 0 | 0 | 0 | 0 | 0 | 0 | 0 | 0 | 0 | 0 | 0
Dem_BB001a | Number of homes (cumulative) | SEPD | System Transformation | MILLENNIUM WINDFARM AUX GSP | 0 | 0 | 0 | 0 | 0 | 0 | 0 | 0 | 0 | 0 | 0 | 0 | 0 | 0 | 0 | 0 | 0 | 0.0092426 | 0.019342 | 0.028241 | 0.036305 | 0.050446 | 0.058288 | 0.064731 | 0.069919 | 0.07404 | 0.077417 | 0.080171 | 0.082404 | 0.084026 | 0.085103 | 0.085614
Dem_BB002b | Floorspace (m2) (cumulative) | SEPD | System Transformation | MILLENNIUM WINDFARM AUX GSP | 0 | 0 | 0 | 0 | 0 | 0 | 0 | 0 | 0 | 0 | 0 | 0 | 0 | 0 | 0 | 0 | 0 | 0 | 0 | 0 | 0 | 0 | 0 | 0 | 0 | 0 | 0 | 0 | 0 | 0 | 0 | 0
Domestic direct electric heating | Number | SEPD | System Transformation | MILLENNIUM WINDFARM AUX GSP | 27.0719 | 27.0719 | 27.0719 | 27.0719 | 27.0719 | 27.0719 | 27.0047 | 26.9718 | 26.9392 | 26.9069 | 26.875 | 26.8434 | 26.8121 | 26.7811 | 26.6193 | 26.5486 | 26.4667 | 26.3856 | 26.3053 | 26.2257 | 26.1471 | 26.0691 | 25.9921 | 25.9157 | 25.8401 | 25.7653 | 25.6913 | 25.6178 | 25.5452 | 25.4733 | 25.4022 | 25.3317
Gas: Hydrogen peaking | MW | SEPD | System Transformation | MILLENNIUM WINDFARM AUX GSP | 0 | 0 | 0 | 0 | 0 | 0 | 0 | 0 | 0 | 0 | 0 | 0 | 0 | 0 | 0 | 0 | 0 | 0 | 0 | 0 | 0 | 0 | 0 | 0 | 0 | 0 | 0 | 0 | 0 | 0 | 0 | 0
Gen_BB001 | MW | SEPD | System Transformation | MILLENNIUM WINDFARM AUX GSP | 0 | 0 | 0 | 0 | 0 | 0 | 0 | 0 | 0 | 0 | 0 | 0 | 0 | 0 | 0 | 0 | 0 | 0 | 0 | 0 | 0 | 0 | 0 | 0 | 0 | 0 | 0 | 0 | 0 | 0 | 0 | 0
Gen_BB004 | MW | SEPD | System Transformation | MILLENNIUM WINDFARM AUX GSP | 0 | 0 | 0 | 0 | 0 | 0 | 0 | 0 | 0 | 0 | 0 | 0 | 0 | 0 | 0 | 0 | 0 | 0 | 0 | 0 | 0 | 0 | 0 | 0 | 0 | 0 | 0 | 0 | 0 | 0 | 0 | 0
Gen_BB005 | MW | SEPD | System Transformation | MILLENNIUM WINDFARM AUX GSP | 0 | 0 | 0.5 | 0.5 | 0.5 | 0.5 | 0.5 | 0.5 | 0.5 | 0.5 | 0.5 | 0.5 | 0.5 | 0.5 | 0 | 0 | 0 | 0 | 0 | 0 | 0 | 0 | 0 | 0 | 0 | 0 | 0 | 0 | 0 | 0 | 0 | 0
Gen_BB006 | MW | SEPD | System Transformation | MILLENNIUM WINDFARM AUX GSP | 0 | 0 | 0 | 0 | 0 | 0 | 0 | 0 | 0 | 0 | 0 | 0 | 0 | 0 | 0 | 0 | 0 | 0 | 0 | 0 | 0 | 0 | 0 | 0 | 0 | 0 | 0 | 0 | 0 | 0 | 0 | 0
Gen_BB008 | MW | SEPD | System Transformation | MILLENNIUM WINDFARM AUX GSP | 0 | 0 | 0 | 0 | 0 | 0 | 0 | 0 | 0 | 0 | 0 | 0 | 0 | 0 | 0 | 0 | 0 | 0 | 0 | 0 | 0 | 0 | 0 | 0 | 0 | 0 | 0 | 0 | 0 | 0 | 0 | 0
Gen_BB010 | MW | SEPD | System Transformation | MILLENNIUM WINDFARM AUX GSP | 0 | 0 | 0 | 0 | 0 | 0 | 0 | 0 | 0 | 0 | 0 | 0 | 0 | 0 | 0 | 0 | 0 | 0 | 0 | 0 | 0 | 0 | 0 | 0 | 0 | 0 | 0 | 0 | 0 | 0 | 0 | 0
Gen_BB011 | MW | SEPD | System Transformation | MILLENNIUM WINDFARM AUX GSP | 0 | 0 | 0 | 0 | 0 | 0 | 0 | 0 | 0 | 0 | 0 | 0 | 0 | 0 | 0 | 0 | 0 | 0 | 0 | 0 | 0 | 0 | 0 | 0 | 0 | 0 | 0 | 0 | 0 | 0 | 0 | 0
Gen_BB012 | MW | SEPD | System Transformation | MILLENNIUM WINDFARM AUX GSP | 0 | 3.2871e-05 | 8.1143e-05 | 0.00013914 | 0.00020987 | 0.00028342 | 0.00036485 | 0.0005067 | 0.00062499 | 0.00089921 | 0.0011929 | 0.0015004 | 0.0018172 | 0.0021427 | 0.0024761 | 0.0028167 | 0.0031637 | 0.0034744 | 0.0037918 | 0.0041101 | 0.0044325 | 0.0047596 | 0.0050742 | 0.0053709 | 0.0056494 | 0.0058515 | 0.0060533 | 0.006236 | 0.0064001 | 0.0065458 | 0.006691 | 0.006837
Gen_BB013 | MW | SEPD | System Transformation | MILLENNIUM WINDFARM AUX GSP | 0.015346 | 0.015349 | 0.015349 | 0.01535 | 0.015351 | 0.015355 | 0.01536 | 0.015373 | 0.015393 | 0.018511 | 0.021575 | 0.024592 | 0.027548 | 0.030468 | 0.033363 | 0.036239 | 0.039106 | 0.04163 | 0.044185 | 0.046729 | 0.049292 | 0.051878 | 0.054342 | 0.056633 | 0.058758 | 0.060256 | 0.061738 | 0.063059 | 0.064228 | 0.065245 | 0.066249 | 0.067253
Gen_BB014 | MW | SEPD | System Transformation | MILLENNIUM WINDFARM AUX GSP | 0 | 0 | 0 | 0 | 0 | 0 | 0 | 0 | 0 | 0 | 0 | 0 | 0 | 0 | 0 | 0 | 0 | 0 | 0 | 0 | 0 | 0 | 0 | 0 | 0 | 0 | 0 | 0 | 0 | 0 | 0 | 0
Gen_BB015 | MW | SEPD | System Transformation | MILLENNIUM WINDFARM AUX GSP | 0 | 0 | 0 | 0 | 0 | 0 | 0 | 0 | 0 | 0.083503 | 0.1856 | 0.26707 | 0.44694 | 0.68268 | 0.76242 | 0.84148 | 0.91982 | 0.99531 | 1.0678 | 1.1372 | 1.2034 | 1.2661 | 1.3526 | 1.4146 | 1.4761 | 1.5371 | 1.5976 | 1.6592 | 1.722 | 1.7858 | 1.8508 | 1.917
Gen_BB016 | MW | SEPD | System Transformation | MILLENNIUM WINDFARM AUX GSP | 0.023782 | 0.023782 | 0.023952 | 0.02421 | 0.024648 | 0.025613 | 0.028911 | 0.030981 | 0.033201 | 0.03553 | 0.037947 | 0.040405 | 0.042906 | 0.046672 | 0.05041 | 0.055384 | 0.058933 | 0.063621 | 0.06679 | 0.070144 | 0.077024 | 0.080866 | 0.08466 | 0.086675 | 0.088546 | 0.090274 | 0.091877 | 0.093317 | 0.094616 | 0.095785 | 0.096833 | 0.097727
Gen_BB017 | MW | SEPD | System Transformation | MILLENNIUM WINDFARM AUX GSP | 0 | 0 | 0 | 0 | 0 | 0 | 0 | 0 | 0 | 0 | 0 | 0 | 0 | 0 | 0 | 0 | 0 | 0 | 0 | 0 | 0 | 0 | 0 | 0 | 0 | 0 | 0 | 0 | 0 | 0 | 0 | 0
Gen_BB018 | MW | SEPD | System Transformation | MILLENNIUM WINDFARM AUX GSP | 20.55 | 20.55 | 20.55 | 20.55 | 20.55 | 20.55 | 20.55 | 20.55 | 20.55 | 20.55 | 20.55 | 20.55 | 20.55 | 20.55 | 20.55 | 20.55 | 20.55 | 20.55 | 20.55 | 20.55 | 20.55 | 20.55 | 20.55 | 20.55 | 20.55 | 20.55 | 20.55 | 20.55 | 20.55 | 20.55 | 20.55 | 20.55
Hydrogen electrolysis | MW | SEPD | System Transformation | MILLENNIUM WINDFARM AUX GSP | 0 | 0 | 0 | 0 | 0 | 0 | 0 | 0 | 0 | 0 | 0 | 0 | 0 | 0 | 0 | 0 | 0 | 0 | 0 | 0 | 0 | 0 | 0 | 0 | 0 | 0 | 0 | 0 | 0 | 0 | 0 | 0
Lct_BB001 | Number | SEPD | System Transformation | MILLENNIUM WINDFARM AUX GSP | 0.886 | 1.1561 | 1.726 | 2.9452 | 4.5736 | 6.6914 | 10.2095 | 13.8208 | 17.4424 | 21.051 | 24.672 | 28.2824 | 35.4752 | 44.3382 | 54.5783 | 66.0181 | 78.9241 | 92.3092 | 105.5318 | 117.9364 | 128.8805 | 137.9294 | 145.0243 | 150.1778 | 153.4013 | 152.6214 | 151.7159 | 149.8269 | 147.4051 | 144.0113 | 140.3208 | 136.4392
Lct_BB003 | Number | SEPD | System Transformation | MILLENNIUM WINDFARM AUX GSP | 0 | 0 | 0 | 0 | 0 | 0 | 0 | 0 | 0 | 0 | 0 | 0 | 0 | 0 | 0 | 0 | 0 | 0 | 0 | 0 | 0 | 0 | 0 | 0 | 0 | 0 | 0 | 0 | 0 | 0 | 0 | 0
Lct_BB005 | Number | SEPD | System Transformation | MILLENNIUM WINDFARM AUX GSP | 5.655 | 6.5842 | 6.9458 | 7.6358 | 8.2737 | 8.9689 | 10.4151 | 12.0789 | 13.487 | 14.8041 | 17.6497 | 20.9612 | 24.5811 | 28.2188 | 31.881 | 35.5638 | 39.2612 | 42.0628 | 44.892 | 47.7089 | 50.5438 | 53.3809 | 56.9672 | 60.5711 | 64.2159 | 67.896 | 71.6201 | 71.6201 | 71.6201 | 71.6201 | 71.6201 | 71.6201
Lct_BB006 | Number | SEPD | System Transformation | MILLENNIUM WINDFARM AUX GSP | 0 | 0 | 0 | 0 | 0 | 0 | 0 | 0 | 0 | 0 | 0 | 0 | 0 | 0 | 0 | 0 | 0 | 0 | 0 | 0 | 0 | 0 | 0 | 0 | 0 | 0 | 0 | 0 | 0 | 0 | 0 | 0
Lct_BB007 | Number | SEPD | System Transformation | MILLENNIUM WINDFARM AUX GSP | 0 | 0 | 0 | 0 | 0 | 0 | 0 | 0 | 0 | 0 | 0 | 0 | 0 | 0 | 0 | 0 | 0 | 0 | 0 | 0 | 0 | 0 | 0 | 0 | 0 | 0 | 0 | 0 | 0 | 0 | 0 | 0
Lct_BB008 | Number | SEPD | System Transformation | MILLENNIUM WINDFARM AUX GSP | 0 | 0 | 0 | 0 | 0 | 0 | 0 | 0 | 0 | 0 | 0 | 0 | 0 | 0 | 0 | 0 | 0 | 0 | 0 | 0 | 0 | 0 | 0 | 0 | 0 | 0 | 0 | 0 | 0 | 0 | 0 | 0
Lct_BB010b | MW | SEPD | System Transformation | MILLENNIUM WINDFARM AUX GSP | 0.014 | 0.014 | 0.014 | 0.0238 | 0.0294 | 0.0476 | 0.0602 | 0.0742 | 0.0812 | 0.1134 | 0.1232 | 0.1358 | 0.175 | 0.2016 | 0.2506 | 0.3066 | 0.3626 | 0.4214 | 0.6972 | 0.7588 | 0.7588 | 0.7588 | 0.7588 | 0.7588 | 0.7588 | 0.7588 | 0.7588 | 0.7588 | 0.7588 | 0.7588 | 0.7588 | 0.7588
Lct_BB011b | MW | SEPD | System Transformation | MILLENNIUM WINDFARM AUX GSP | 0 | 0 | 0.00036 | 0.00073 | 0.00115 | 0.0017 | 0.0023 | 0.00293 | 0.00372 | 0.00469 | 0.00584 | 0.00717 | 0.00913 | 0.01161 | 0.01446 | 0.01773 | 0.02118 | 0.02482 | 0.02835 | 0.03165 | 0.03456 | 0.03687 | 0.03862 | 0.03977 | 0.04037 | 0.04037 | 0.04037 | 0.04037 | 0.04037 | 0.04037 | 0.04037 | 0.04037
Lct_BB012b | MW | SEPD | System Transformation | MILLENNIUM WINDFARM AUX GSP | 0 | 0 | 0 | 7e-05 | 0.00017 | 0.00029 | 0.00044 | 0.00056 | 0.00071 | 0.00089 | 0.0011 | 0.00135 | 0.00177 | 0.00226 | 0.0028 | 0.00339 | 0.00398 | 0.00457 | 0.00514 | 0.00564 | 0.00606 | 0.00637 | 0.00657 | 0.00667 | 0.00667 | 0.00667 | 0.00667 | 0.00667 | 0.00667 | 0.00667 | 0.00667 | 0.00667
Lct_BB013b | MW | SEPD | System Transformation | MILLENNIUM WINDFARM AUX GSP | 0 | 0 | 0 | 0 | 0 | 0 | 0 | 0 | 0 | 0 | 0 | 0 | 0 | 0 | 0 | 0 | 0 | 0 | 0 | 0 | 0 | 0 | 0 | 0 | 0 | 0 | 0 | 0 | 0 | 0 | 0 | 0
Lct_BB014 | Number | SEPD | System Transformation | MILLENNIUM WINDFARM AUX GSP | 0.075067 | 0.075643 | 0.08506 | 0.096572 | 0.10916 | 0.1234 | 0.13975 | 0.12493 | 0.13983 | 0.15651 | 0.17498 | 0.19597 | 0.16596 | 0.18723 | 0.21134 | 0.23851 | 0.26902 | 0.40231 | 0.43338 | 0.4676 | 0.50569 | 0.54756 | 0.59377 | 0.64499 | 0.70088 | 0.76316 | 0.83198 | 0.93804 | 1.0573 | 1.1921 | 1.3437 | 1.5144
Other generation | MW | SEPD | System Transformation | MILLENNIUM WINDFARM AUX GSP | 0 | 0 | 0 | 0 | 0 | 0 | 0 | 0 | 0 | 0 | 0 | 0 | 0 | 0 | 0 | 0 | 0 | 0 | 0 | 0 | 0 | 0 | 0 | 0 | 0 | 0 | 0 | 0 | 0 | 0 | 0 | 0
Srg_BB001 | MW | SEPD | System Transformation | MILLENNIUM WINDFARM AUX GSP | 0 | 0 | 0 | 0 | 0 | 0 | 0 | 0 | 0 | 3.4725e-05 | 0.00010508 | 0.00028207 | 0.00031269 | 0.00038728 | 0.00048065 | 0.00052934 | 0.00081484 | 0.00093939 | 0.0010897 | 0.0012459 | 0.0014476 | 0.001608 | 0.0017643 | 0.0019338 | 0.0020746 | 0.002211 | 0.0023566 | 0.0024066 | 0.0024554 | 0.0025038 | 0.0025517 | 0.0025992
Srg_BB002 | MW | SEPD | System Transformation | MILLENNIUM WINDFARM AUX GSP | 0 | 0 | 6.008e-06 | 1.2115e-05 | 1.8366e-05 | 2.488e-05 | 3.1733e-05 | 6.0409e-05 | 6.279e-05 | 6.5324e-05 | 6.8659e-05 | 7.2145e-05 | 7.5742e-05 | 7.9399e-05 | 8.3123e-05 | 8.6919e-05 | 9.0797e-05 | 9.472e-05 | 9.8213e-05 | 0.00010181 | 0.00010543 | 0.00010914 | 0.00014572 | 0.00018471 | 0.00022575 | 0.00026848 | 0.00031084 | 0.00031612 | 0.00032076 | 0.00032475 | 0.0003281 | 0.00033144
Data centres (MW) | MW | SEPD | System Transformation | MacDuff | 0 | 0 | 0 | 0 | 0 | 0 | 0 | 0 | 0 | 0 | 0 | 0 | 0 | 0 | 0 | 0 | 0 | 0 | 0 | 0 | 0 | 0 | 0 | 0 | 0 | 0 | 0 | 0 | 0 | 0 | 0 | 0
Dem_BB001a | Number of homes (cumulative) | SEPD | System Transformation | MacDuff | 0 | 42.8938 | 90.884 | 117.7247 | 124.576 | 131.41 | 138.2785 | 143.1069 | 147.878 | 152.7428 | 157.4941 | 162.5043 | 166.2718 | 166.2718 | 166.2718 | 166.2718 | 166.2718 | 166.8359 | 167.4522 | 167.9952 | 168.4873 | 168.9014 | 169.131 | 169.3197 | 169.4716 | 169.5922 | 169.6911 | 169.7718 | 169.8371 | 169.8846 | 169.9162 | 169.9311
Dem_BB002b | Floorspace (m2) (cumulative) | SEPD | System Transformation | MacDuff | 0 | 2250 | 4052.296 | 5680.9824 | 5932.9878 | 6185.1272 | 6437.4006 | 6639.406 | 6841.5059 | 7042.5058 | 7243.5057 | 7444.5056 | 7520.2065 | 7520.675 | 7521.0095 | 7521.21 | 7521.31 | 7521.31 | 7521.31 | 7521.31 | 7521.31 | 7521.31 | 7521.31 | 7521.31 | 7521.31 | 7521.31 | 7521.31 | 7521.31 | 7521.31 | 7521.31 | 7521.31 | 7521.31
Domestic direct electric heating | Number | SEPD | System Transformation | MacDuff | 819.5408 | 824.1845 | 829.3687 | 832.2845 | 833.0402 | 833.796 | 816.5157 | 804.7349 | 793.2209 | 781.9027 | 770.7439 | 759.7342 | 748.7681 | 738.3236 | 729.479 | 722.9743 | 715.504 | 708.2468 | 700.9341 | 693.8134 | 686.9061 | 680.0719 | 673.9185 | 667.8287 | 661.9317 | 656.1076 | 650.3065 | 644.5492 | 638.869 | 633.2518 | 627.7131 | 622.2391
Gas: Hydrogen peaking | MW | SEPD | System Transformation | MacDuff | 0 | 0 | 0 | 0 | 0 | 0 | 0 | 0 | 0 | 0 | 0 | 0 | 0 | 0 | 0 | 0 | 0 | 0 | 0 | 0 | 0 | 0 | 0 | 0 | 0 | 0 | 0 | 0 | 0 | 0 | 0 | 0
Gen_BB001 | MW | SEPD | System Transformation | MacDuff | 0 | 0 | 0 | 0 | 0 | 0 | 0 | 0 | 0 | 0 | 0 | 0 | 0 | 0 | 0 | 0 | 0 | 0 | 0 | 0 | 0 | 0 | 0 | 0 | 0 | 0 | 0 | 0 | 0 | 0 | 0 | 0
Gen_BB004 | MW | SEPD | System Transformation | MacDuff | 0 | 0 | 0 | 0 | 0 | 0 | 0 | 0 | 0 | 0 | 0 | 0 | 0 | 0 | 0 | 0 | 0 | 0 | 0 | 0 | 0 | 0 | 0 | 0 | 0 | 0 | 0 | 0 | 0 | 0 | 0 | 0
Gen_BB005 | MW | SEPD | System Transformation | MacDuff | 0 | 0 | 0 | 0 | 0 | 0 | 0 | 0 | 0 | 0 | 0 | 0 | 0 | 0 | 0 | 0 | 0 | 0 | 0 | 0 | 0 | 0 | 0 | 0 | 0 | 0 | 0 | 0 | 0 | 0 | 0 | 0
Gen_BB006 | MW | SEPD | System Transformation | MacDuff | 0 | 0 | 0 | 0 | 0 | 0 | 0 | 0 | 0 | 0 | 0 | 0 | 0 | 0 | 0 | 0 | 0 | 0 | 0 | 0 | 0 | 0 | 0 | 0 | 0 | 0 | 0 | 0 | 0 | 0 | 0 | 0
Gen_BB008 | MW | SEPD | System Transformation | MacDuff | 0 | 0 | 0 | 0 | 0 | 0 | 0 | 0 | 0 | 0 | 0 | 0 | 0 | 0 | 0 | 0 | 0 | 0 | 0 | 0 | 0 | 0 | 0 | 0 | 0 | 0 | 0 | 0 | 0 | 0 | 0 | 0
Gen_BB010 | MW | SEPD | System Transformation | MacDuff | 0 | 0 | 0 | 0 | 0 | 0 | 0 | 0 | 0 | 0 | 0 | 5 | 5 | 5 | 5 | 5 | 5 | 5 | 5 | 5 | 5 | 5 | 5 | 5 | 5 | 5 | 5 | 5 | 5 | 5 | 5 | 5
Gen_BB011 | MW | SEPD | System Transformation | MacDuff | 0 | 0 | 0 | 0 | 0 | 0 | 0 | 0 | 0 | 0 | 0 | 0 | 0 | 0 | 0 | 0 | 0 | 0 | 0 | 0 | 0 | 0 | 0 | 0 | 0 | 0 | 0 | 0 | 0 | 0 | 0 | 0
Gen_BB012 | MW | SEPD | System Transformation | MacDuff | 0.27176 | 0.27328 | 0.27554 | 0.27827 | 0.28166 | 0.28525 | 0.28931 | 0.29662 | 0.303 | 0.31123 | 0.31904 | 0.32649 | 0.33366 | 0.34063 | 0.34744 | 0.35416 | 0.36077 | 0.36655 | 0.37231 | 0.37797 | 0.38358 | 0.38917 | 0.39448 | 0.39944 | 0.40408 | 0.4075 | 0.41091 | 0.41401 | 0.41681 | 0.41932 | 0.42183 | 0.42435
Gen_BB013 | MW | SEPD | System Transformation | MacDuff | 0.70851 | 0.71543 | 0.72797 | 0.73977 | 0.74794 | 0.75758 | 0.7691 | 0.78757 | 0.80617 | 0.8531 | 0.89982 | 0.94629 | 0.99135 | 1.039 | 1.0887 | 1.1406 | 1.1948 | 1.2457 | 1.2959 | 1.3471 | 1.3996 | 1.4524 | 1.5089 | 1.5632 | 1.6165 | 1.6615 | 1.7065 | 1.7495 | 1.7906 | 1.8297 | 1.8689 | 1.9083
Gen_BB014 | MW | SEPD | System Transformation | MacDuff | 0 | 0 | 0 | 0 | 0 | 0 | 0 | 0 | 0 | 0 | 0 | 0 | 0 | 0 | 0 | 0 | 0 | 0 | 0 | 0 | 0 | 0 | 0 | 0 | 0 | 0 | 0 | 0 | 0 | 0 | 0 | 0
Gen_BB015 | MW | SEPD | System Transformation | MacDuff | 2.65 | 2.65 | 2.65 | 2.65 | 2.65 | 2.65 | 2.65 | 2.65 | 2.65 | 2.65 | 2.65 | 2.65 | 2.65 | 2.65 | 2.65 | 2.65 | 2.65 | 2.65 | 2.65 | 2.65 | 2.65 | 3.15 | 3.975 | 3.975 | 3.975 | 3.975 | 3.975 | 3.975 | 3.975 | 3.975 | 3.975 | 3.975
Gen_BB016 | MW | SEPD | System Transformation | MacDuff | 4.785 | 4.785 | 4.785 | 4.785 | 4.785 | 4.785 | 4.785 | 4.785 | 4.785 | 4.785 | 4.785 | 4.785 | 4.785 | 4.785 | 4.785 | 4.785 | 4.785 | 4.785 | 4.785 | 4.95 | 6.3625 | 6.7775 | 7.1775 | 7.1775 | 7.1775 | 7.1775 | 7.1775 | 7.1775 | 7.1775 | 7.1775 | 7.1775 | 7.1775
Gen_BB017 | MW | SEPD | System Transformation | MacDuff | 0 | 0 | 0 | 0 | 0 | 0 | 0 | 0 | 0 | 0 | 0 | 0 | 0 | 0 | 0 | 0 | 0 | 0 | 0 | 0 | 0 | 0 | 0 | 0 | 0 | 0 | 0 | 0 | 0 | 0 | 0 | 0
Gen_BB018 | MW | SEPD | System Transformation | MacDuff | 0 | 0 | 0 | 0 | 0 | 0 | 0 | 0 | 0 | 0 | 0 | 0 | 0 | 0 | 0 | 0 | 0 | 0 | 0 | 0 | 0 | 0 | 0 | 0 | 0 | 0 | 0 | 0 | 0 | 0 | 0 | 0
Hydrogen electrolysis | MW | SEPD | System Transformation | MacDuff | 0 | 0 | 0 | 0 | 0 | 0 | 0 | 0 | 0 | 0 | 0 | 0 | 0 | 0 | 0 | 0 | 0 | 0 | 0 | 0 | 0 | 0.7 | 0.7 | 0.7 | 0.7 | 1.4 | 1.4 | 1.4 | 1.4 | 2 | 2 | 2
Lct_BB001 | Number | SEPD | System Transformation | MacDuff | 18.7182 | 26.0526 | 41.584 | 76.7977 | 123.3778 | 187.3603 | 324.8521 | 542.2428 | 760.6318 | 980.6883 | 1202.6069 | 1427.0631 | 1742.5791 | 2158.5648 | 2623.0049 | 3124.2752 | 3666.6654 | 4212.8238 | 4739.7313 | 5223.7677 | 5649.7393 | 6004.5958 | 6286.1112 | 6480.2318 | 6612.5185 | 6624.5114 | 6698.8403 | 6633.7073 | 6547.14 | 6421.8754 | 6281.8409 | 6126.6052
Lct_BB003 | Number | SEPD | System Transformation | MacDuff | 0 | 0 | 1.3682 | 2.4542 | 3.7637 | 5.3638 | 7.3467 | 9.4048 | 12.1897 | 16.3215 | 20.9526 | 26.7219 | 34.3134 | 44.0205 | 56.1044 | 70.6535 | 88.2647 | 108.1763 | 129.5707 | 151.133 | 171.4517 | 189.6815 | 205.4086 | 218.7824 | 230.2737 | 240.4868 | 248.0113 | 253.9488 | 259.6985 | 264.5729 | 265.6585 | 266.4615
Lct_BB005 | Number | SEPD | System Transformation | MacDuff | 29.8891 | 43.6558 | 50.0707 | 60.2337 | 68.8389 | 78.2145 | 97.3488 | 119.2303 | 137.6486 | 154.8889 | 191.4593 | 229.7067 | 271.5138 | 313.7039 | 356.3217 | 398.9623 | 440.4508 | 479.3149 | 518.2863 | 557.573 | 597.1207 | 636.9136 | 699.1511 | 761.8599 | 825.5569 | 890.0649 | 955.3735 | 959.4154 | 963.6883 | 968.1923 | 972.9692 | 977.7992
Lct_BB006 | Number | SEPD | System Transformation | MacDuff | 0 | 0 | 2.8625 | 5.6884 | 8.477 | 11.2288 | 13.9436 | 16.9676 | 19.9414 | 22.8663 | 25.7419 | 31.3198 | 55.1878 | 78.7923 | 102.1352 | 125.2153 | 148.0324 | 168.0005 | 187.7218 | 207.1948 | 226.4193 | 245.395 | 261.9543 | 278.4032 | 294.7417 | 310.9691 | 327.0861 | 327.0861 | 327.0861 | 327.0861 | 327.0861 | 327.0861
Lct_BB007 | Number | SEPD | System Transformation | MacDuff | 13.2678 | 17.1159 | 18.5943 | 21.475 | 24.0972 | 26.9182 | 32.7621 | 39.4289 | 44.8801 | 49.8377 | 59.7844 | 68.7171 | 78.4568 | 88.1927 | 97.9247 | 107.653 | 117.3774 | 125.1432 | 132.8982 | 140.6424 | 148.3758 | 156.0984 | 166.2577 | 176.4653 | 186.6415 | 196.8523 | 207.1072 | 206.6299 | 206.4401 | 206.2786 | 206.1635 | 205.6951
Lct_BB008 | Number | SEPD | System Transformation | MacDuff | 0 | 0 | 0.32071 | 0.6373 | 0.94972 | 1.258 | 1.5622 | 1.901 | 2.2342 | 2.5619 | 2.884 | 3.2005 | 4.5552 | 5.8951 | 7.22 | 8.53 | 9.8251 | 10.9585 | 12.0778 | 13.183 | 14.2742 | 15.3513 | 16.2913 | 17.2249 | 18.1522 | 19.0733 | 19.988 | 19.988 | 19.988 | 19.988 | 19.988 | 19.988
Lct_BB010b | MW | SEPD | System Transformation | MacDuff | 0.042 | 0.07161 | 0.10499 | 0.17089 | 0.29452 | 0.48158 | 0.97167 | 1.4125 | 1.9965 | 2.486 | 2.9491 | 3.4416 | 4.2932 | 5.3771 | 6.7172 | 8.0905 | 10.4197 | 12.7513 | 15.5375 | 17.3813 | 19.1324 | 20.3057 | 21.0676 | 21.6576 | 21.8505 | 21.8505 | 21.8505 | 21.8505 | 21.8505 | 21.8505 | 21.8505 | 21.8505
Lct_BB011b | MW | SEPD | System Transformation | MacDuff | 0.022 | 0.0255 | 0.03356 | 0.04727 | 0.06318 | 0.08155 | 0.10412 | 0.12848 | 0.15752 | 0.19238 | 0.2338 | 0.28346 | 0.35452 | 0.4401 | 0.5406 | 0.65535 | 0.7803 | 0.91378 | 1.0501 | 1.1821 | 1.3028 | 1.4081 | 1.4971 | 1.5711 | 1.6305 | 1.6741 | 1.7172 | 1.7604 | 1.8049 | 1.8477 | 1.8775 | 1.9014
Lct_BB012b | MW | SEPD | System Transformation | MacDuff | 0.208 | 0.2087 | 0.20945 | 0.21571 | 0.22397 | 0.23369 | 0.24537 | 0.25963 | 0.27722 | 0.29859 | 0.32434 | 0.35521 | 0.40646 | 0.46831 | 0.54119 | 0.62479 | 0.71376 | 0.80896 | 0.90618 | 1.0003 | 1.0865 | 1.1614 | 1.2227 | 1.2704 | 1.3029 | 1.3173 | 1.3264 | 1.3304 | 1.3304 | 1.3304 | 1.3304 | 1.3304
Lct_BB013b | MW | SEPD | System Transformation | MacDuff | 0 | 0.0007 | 0.00142 | 0.00266 | 0.00379 | 0.00482 | 0.00582 | 0.00817 | 0.01095 | 0.01425 | 0.01813 | 0.02271 | 0.03091 | 0.0408 | 0.05248 | 0.06594 | 0.08065 | 0.09655 | 0.11305 | 0.12938 | 0.14482 | 0.15886 | 0.17125 | 0.18203 | 0.19101 | 0.19626 | 0.20063 | 0.20417 | 0.20695 | 0.20905 | 0.20905 | 0.20905
Lct_BB014 | Number | SEPD | System Transformation | MacDuff | 3.3446 | 3.3703 | 3.7899 | 4.3028 | 4.8637 | 5.4984 | 6.2265 | 8.3527 | 9.3488 | 10.4638 | 11.6986 | 13.102 | 19.8707 | 22.4171 | 25.3043 | 28.5564 | 32.2094 | 48.1684 | 51.8882 | 55.9854 | 60.5462 | 65.5599 | 84.6287 | 91.9291 | 99.8946 | 108.7715 | 118.5799 | 133.6974 | 150.6986 | 169.9036 | 191.5129 | 215.8464
Other generation | MW | SEPD | System Transformation | MacDuff | 0 | 0 | 0 | 0 | 0 | 0 | 0 | 0 | 0 | 0 | 0 | 0 | 0 | 0 | 0 | 0 | 0 | 0 | 0 | 0 | 0 | 0 | 0 | 0 | 0 | 0 | 0 | 0 | 0 | 0 | 0 | 0
Srg_BB001 | MW | SEPD | System Transformation | MacDuff | 0 | 0.037051 | 0.041288 | 0.045564 | 0.049808 | 0.054081 | 0.058632 | 0.12157 | 0.12639 | 0.1312 | 0.13591 | 0.14137 | 0.15815 | 0.17563 | 0.19374 | 0.21227 | 0.23206 | 0.23684 | 0.24166 | 0.24647 | 0.25136 | 0.25621 | 0.31224 | 0.36829 | 0.42425 | 0.48018 | 0.53612 | 0.53624 | 0.53635 | 0.53646 | 0.53656 | 0.53666
Srg_BB002 | MW | SEPD | System Transformation | MacDuff | 0 | 0 | 0.00027961 | 0.00056553 | 0.00086054 | 0.0011706 | 0.0015002 | 0.002907 | 0.003026 | 0.0031372 | 0.0032694 | 0.0033966 | 0.0035191 | 0.0036366 | 0.0037505 | 0.0038615 | 0.0039706 | 0.0040776 | 0.0041703 | 0.0042632 | 0.0043546 | 0.004446 | 0.0053307 | 0.0062576 | 0.0072188 | 0.0082101 | 0.0091837 | 0.0093042 | 0.0094094 | 0.0094994 | 0.0095746 | 0.009649
Data centres (MW) | MW | SEPD | System Transformation | Milton of Craigie | 0 | 0 | 0 | 0 | 0 | 0 | 0 | 0 | 0 | 0 | 0 | 0 | 0 | 0 | 0 | 0 | 0 | 0 | 0 | 0 | 0 | 0 | 0 | 0 | 0 | 0 | 0 | 0 | 0 | 0 | 0 | 0
Dem_BB001a | Number of homes (cumulative) | SEPD | System Transformation | Milton of Craigie | 0 | 229.6065 | 499.633 | 642.0079 | 796.4293 | 925.775 | 1022.9904 | 1100.1047 | 1162.0949 | 1211.2539 | 1261.2083 | 1311.2902 | 1345.1474 | 1366.1474 | 1380.1474 | 1394.1474 | 1402.1474 | 1410.148 | 1418.4267 | 1424.3156 | 1428.9338 | 1432.1865 | 1433.4359 | 1434.4622 | 1435.2886 | 1435.9451 | 1436.4831 | 1436.922 | 1437.2776 | 1437.536 | 1437.7077 | 1437.7891
Dem_BB002b | Floorspace (m2) (cumulative) | SEPD | System Transformation | Milton of Craigie | 0 | 27166.7647 | 67408.1765 | 111650.8176 | 164878.4735 | 205483.6441 | 253910.0794 | 309811.5735 | 360624.3324 | 431573.3559 | 505359.8941 | 581392.6971 | 636666.5 | 684684.5441 | 724089.3382 | 774052.1324 | 818442.9265 | 839798.0441 | 856980.6471 | 870101.9853 | 879313.3088 | 886379.1176 | 891611.9118 | 895667.9412 | 897514.7059 | 897514.7059 | 897514.7059 | 897514.7059 | 897514.7059 | 897514.7059 | 897514.7059 | 897514.7059
Domestic direct electric heating | Number | SEPD | System Transformation | Milton of Craigie | 3353.2264 | 3378.0691 | 3407.2281 | 3422.671 | 3439.4105 | 3453.4501 | 3410.5041 | 3368.4719 | 3325.5677 | 3281.7815 | 3238.874 | 3196.7073 | 3155.5224 | 3115.331 | 3078.696 | 3053.3638 | 3023.5947 | 2995.1196 | 2965.7917 | 2937.396 | 2909.7747 | 2882.9853 | 2859.0315 | 2835.8423 | 2812.9763 | 2790.9062 | 2770.8937 | 2752.5538 | 2734.4989 | 2716.8126 | 2699.4137 | 2682.2716
Gas: Hydrogen peaking | MW | SEPD | System Transformation | Milton of Craigie | 0 | 0 | 0 | 0 | 0 | 0 | 0 | 0 | 0 | 0 | 0 | 0 | 0 | 0 | 0 | 0 | 0 | 0 | 0 | 0 | 0 | 0 | 0 | 0 | 0 | 0 | 0 | 0 | 0 | 0 | 0 | 0
Gen_BB001 | MW | SEPD | System Transformation | Milton of Craigie | 0 | 0 | 0 | 0 | 0 | 0 | 0 | 0 | 0 | 0 | 0 | 0 | 0 | 0 | 0 | 0 | 0 | 0 | 0 | 0 | 0 | 0 | 0 | 0 | 0 | 0 | 0 | 0 | 0 | 0 | 0 | 0
Gen_BB004 | MW | SEPD | System Transformation | Milton of Craigie | 1.759 | 1.759 | 1.759 | 1.9682 | 2.198 | 2.4164 | 2.6206 | 2.8423 | 3.0629 | 3.2917 | 3.5146 | 3.7488 | 3.9841 | 4.2196 | 4.449 | 4.6789 | 4.9078 | 5.126 | 5.3442 | 5.563 | 5.7821 | 5.9992 | 6.1973 | 6.3933 | 6.5816 | 6.7 | 6.8148 | 6.8686 | 6.9296 | 6.9283 | 6.9105 | 6.9182
Gen_BB005 | MW | SEPD | System Transformation | Milton of Craigie | 0 | 0 | 0 | 0 | 0 | 0 | 0 | 0 | 0 | 0 | 0 | 0 | 0 | 0 | 0 | 0 | 0 | 0 | 0 | 0 | 0 | 0 | 0 | 0 | 0 | 0 | 0 | 0 | 0 | 0 | 0 | 0
Gen_BB006 | MW | SEPD | System Transformation | Milton of Craigie | 0 | 0 | 0 | 0 | 0 | 0 | 0 | 0 | 0 | 0 | 0 | 0 | 0 | 0 | 0 | 0 | 0 | 0 | 0 | 0 | 0 | 0 | 0 | 0 | 0 | 0 | 0 | 0 | 0 | 0 | 0 | 0
Gen_BB008 | MW | SEPD | System Transformation | Milton of Craigie | 0 | 0 | 0 | 0 | 0 | 0 | 0 | 0 | 0 | 0 | 0 | 0 | 0 | 0 | 0 | 0 | 0 | 0 | 0 | 0 | 0 | 0 | 0 | 0 | 0 | 0 | 0 | 0 | 0 | 0 | 0 | 0
Gen_BB010 | MW | SEPD | System Transformation | Milton of Craigie | 0 | 0 | 0 | 0 | 0 | 0 | 0 | 0 | 0 | 0 | 0 | 0 | 0 | 0 | 0 | 0 | 0 | 0 | 0 | 0 | 0 | 0 | 0 | 0 | 0 | 0 | 0 | 0 | 0 | 0 | 0 | 0
Gen_BB011 | MW | SEPD | System Transformation | Milton of Craigie | 18.699 | 18.699 | 18.699 | 18.699 | 18.699 | 18.699 | 18.699 | 18.699 | 18.699 | 18.699 | 9.999 | 9.999 | 9.999 | 9.999 | 9.999 | 9.999 | 9.999 | 9.999 | 9.999 | 9.999 | 9.999 | 9.999 | 9.999 | 9.999 | 9.999 | 9.999 | 9.999 | 9.999 | 9.999 | 9.999 | 9.999 | 0
Gen_BB012 | MW | SEPD | System Transformation | Milton of Craigie | 0.82307 | 0.82718 | 0.83372 | 0.84242 | 0.85441 | 0.86864 | 0.88676 | 1.1257 | 1.4025 | 1.7209 | 2.0914 | 2.5651 | 3.109 | 3.7229 | 4.3466 | 4.9995 | 5.5556 | 6.0212 | 6.2795 | 6.8751 | 7.0802 | 7.2822 | 7.4804 | 7.6767 | 8.023 | 8.3573 | 8.6914 | 8.9923 | 9.2601 | 9.4948 | 9.6995 | 9.8743
Gen_BB013 | MW | SEPD | System Transformation | Milton of Craigie | 1.8545 | 1.9425 | 2.0893 | 2.2496 | 2.4624 | 2.6967 | 2.9604 | 3.4225 | 3.8651 | 4.2676 | 4.669 | 5.0685 | 5.4641 | 5.8604 | 6.2643 | 6.6766 | 7.0946 | 7.4819 | 7.8625 | 8.2481 | 8.6394 | 9.0375 | 9.4436 | 9.8347 | 10.2068 | 10.5114 | 10.8166 | 11.1042 | 11.3745 | 11.6284 | 11.883 | 12.1381
Gen_BB014 | MW | SEPD | System Transformation | Milton of Craigie | 0 | 0 | 0 | 0 | 0 | 0 | 0 | 0 | 0 | 0 | 0 | 0 | 0 | 0 | 0 | 0 | 0 | 0 | 0 | 0 | 0 | 0 | 0 | 0 | 0 | 0 | 0 | 0 | 0 | 0 | 0 | 0
Gen_BB015 | MW | SEPD | System Transformation | Milton of Craigie | 4 | 4 | 4 | 4 | 4 | 4 | 4 | 4 | 4 | 4 | 4 | 4 | 6 | 6 | 6 | 6 | 6 | 6 | 6 | 6 | 6 | 6 | 6 | 6 | 6 | 6 | 6 | 6 | 6 | 6 | 6 | 6
Gen_BB016 | MW | SEPD | System Transformation | Milton of Craigie | 0.5 | 0.5 | 0.5 | 0.5 | 0.5 | 0.5 | 0.5 | 0.5 | 0.5 | 0.5 | 0.5 | 0.5 | 0.5 | 0.5 | 0.5 | 0.5 | 0.5 | 0.5 | 0.5 | 0.75 | 0.75 | 0.75 | 0.75 | 0.75 | 0.75 | 0.75 | 0.75 | 0.75 | 0.75 | 0.75 | 0.75 | 0.75
Gen_BB017 | MW | SEPD | System Transformation | Milton of Craigie | 0 | 0 | 0 | 0 | 0 | 0 | 0 | 0 | 0 | 0 | 0 | 0 | 0 | 0 | 0 | 0 | 0 | 0 | 0 | 0 | 0 | 0 | 0 | 0 | 0 | 0 | 0 | 0 | 0 | 0 | 0 | 0
Gen_BB018 | MW | SEPD | System Transformation | Milton of Craigie | 0.012 | 0.012 | 0.012 | 0.012 | 0.012 | 0.012 | 0.012 | 0.012 | 0.012 | 0.012 | 0.012 | 0.012 | 0.012 | 0.012 | 0.012 | 0.012 | 0.012 | 0.012 | 0.012 | 0.012 | 0.012 | 0.012 | 0.012 | 0.012 | 0.012 | 0.012 | 0.012 | 0.012 | 0.012 | 0.012 | 0.012 | 0.012
Hydrogen electrolysis | MW | SEPD | System Transformation | Milton of Craigie | 0 | 0 | 0 | 0 | 0 | 0 | 0 | 0 | 0 | 0 | 0 | 0 | 0 | 0 | 0 | 0 | 0.7 | 0.7 | 0.7 | 1 | 1 | 1 | 1 | 2 | 2 | 2 | 2 | 3 | 3 | 3 | 5 | 5
Lct_BB001 | Number | SEPD | System Transformation | Milton of Craigie | 106.9616 | 150.6792 | 241.0473 | 449.9 | 726.2177 | 1110.9788 | 1818.807 | 3004.6179 | 4195.5638 | 5392.1147 | 6595.6239 | 7808.0082 | 9456.8824 | 11681.0095 | 14142.0223 | 16772.2316 | 19587.4045 | 22394.7731 | 25078.4913 | 27523.2703 | 29665.7238 | 31445.043 | 32852.9289 | 33795.7761 | 34441.8182 | 34521.7027 | 35049.7934 | 34713.4892 | 34266.8892 | 33619.092 | 32891.3004 | 32074.746
Lct_BB003 | Number | SEPD | System Transformation | Milton of Craigie | 8.6545 | 9.9819 | 12.9525 | 17.5866 | 23.2256 | 30.1392 | 38.7201 | 48.3614 | 60.4905 | 74.4006 | 92.9701 | 116.2771 | 145.6238 | 182.8947 | 228.8871 | 283.7674 | 349.7374 | 423.739 | 502.7088 | 581.8657 | 656.2244 | 723.0085 | 781.0355 | 831.1222 | 875.11 | 915.2673 | 946.4359 | 972.3973 | 998.0395 | 1020.8732 | 1031.9262 | 1041.0271
Lct_BB005 | Number | SEPD | System Transformation | Milton of Craigie | 65.0311 | 137.1133 | 171.5474 | 224.7841 | 274.2271 | 327.0724 | 429.7193 | 546.3258 | 643.9503 | 734.8407 | 925.6799 | 1037.6006 | 1156.1847 | 1276.0036 | 1397.1039 | 1517.776 | 1639.0837 | 1787.5782 | 1932.166 | 2076.041 | 2221.2497 | 2367.8851 | 2641.9173 | 2918.7671 | 3197.0564 | 3476.5001 | 3756.7603 | 3778.7022 | 3801.8982 | 3826.5626 | 3852.722 | 3879.172
Lct_BB006 | Number | SEPD | System Transformation | Milton of Craigie | 0 | 0 | 41.5355 | 82.5349 | 122.9986 | 162.922 | 202.3072 | 246.1772 | 289.3289 | 331.7626 | 373.4768 | 417.0325 | 603.4353 | 787.7859 | 970.0894 | 1150.3393 | 1328.5366 | 1484.4862 | 1638.5011 | 1790.5805 | 1940.7222 | 2088.9252 | 2218.2539 | 2346.7179 | 2474.3162 | 2601.0488 | 2726.9149 | 2726.9149 | 2726.9149 | 2726.9149 | 2726.9149 | 2726.9149
Lct_BB007 | Number | SEPD | System Transformation | Milton of Craigie | 36.4088 | 46.9687 | 51.0255 | 58.9304 | 66.1261 | 73.8675 | 89.9038 | 108.1984 | 123.1573 | 136.7616 | 164.0569 | 188.5693 | 215.2964 | 242.013 | 268.7193 | 295.415 | 322.1002 | 343.4107 | 364.6915 | 385.9427 | 407.1643 | 428.3562 | 457.2812 | 486.2794 | 515.1861 | 544.2424 | 573.4548 | 567.7875 | 563.231 | 559.0008 | 555.1219 | 551.4086
Lct_BB008 | Number | SEPD | System Transformation | Milton of Craigie | 0 | 0 | 0.88013 | 1.7489 | 2.6063 | 3.4523 | 4.2869 | 5.2166 | 6.131 | 7.0301 | 7.914 | 8.7827 | 12.5003 | 16.177 | 19.8127 | 23.4075 | 26.9614 | 30.0716 | 33.1431 | 36.176 | 39.1703 | 42.126 | 44.7053 | 47.2673 | 49.812 | 52.3395 | 54.8497 | 54.8497 | 54.8497 | 54.8497 | 54.8497 | 54.8497
Lct_BB010b | MW | SEPD | System Transformation | Milton of Craigie | 1.139 | 1.3804 | 1.6421 | 2.1688 | 2.9286 | 3.9029 | 6.1059 | 8.2153 | 10.423 | 12.5994 | 14.8713 | 17.1325 | 21.4736 | 26.6276 | 32.7708 | 39.6668 | 49.4948 | 61.8296 | 77.4868 | 86.6088 | 92.2132 | 95.4611 | 98.1127 | 100.1077 | 101.1182 | 101.1182 | 101.1182 | 101.1182 | 101.1182 | 101.1182 | 101.1182 | 101.1182
Lct_BB011b | MW | SEPD | System Transformation | Milton of Craigie | 0.317 | 0.3331 | 0.35481 | 0.39926 | 0.45063 | 0.51054 | 0.58383 | 0.66313 | 0.75765 | 0.87104 | 1.0062 | 1.1672 | 1.3986 | 1.6761 | 2.0024 | 2.3752 | 2.7812 | 3.2152 | 3.6584 | 4.0877 | 4.4805 | 4.8242 | 5.1143 | 5.3554 | 5.5494 | 5.6926 | 5.8343 | 5.9762 | 6.1221 | 6.2628 | 6.3607 | 6.4391
Lct_BB012b | MW | SEPD | System Transformation | Milton of Craigie | 1.002 | 1.0148 | 1.0274 | 1.065 | 1.1097 | 1.1626 | 1.2277 | 1.2967 | 1.3801 | 1.4804 | 1.6 | 1.742 | 1.9683 | 2.2401 | 2.5589 | 2.9224 | 3.3092 | 3.7199 | 4.1358 | 4.5336 | 4.8921 | 5.1965 | 5.4396 | 5.6234 | 5.7438 | 5.7659 | 5.7762 | 5.7807 | 5.7807 | 5.7807 | 5.7807 | 5.7807
Lct_BB013b | MW | SEPD | System Transformation | Milton of Craigie | 0 | 0 | 0 | 0 | 0 | 0 | 0 | 0 | 0 | 0 | 0 | 0 | 0 | 0 | 0 | 0 | 0 | 0 | 0 | 0 | 0 | 0 | 0 | 0 | 0 | 0 | 0 | 0 | 0 | 0 | 0 | 0
Lct_BB014 | Number | SEPD | System Transformation | Milton of Craigie | 57.55 | 57.9917 | 65.2112 | 74.0369 | 83.6873 | 94.6085 | 107.1368 | 134.0604 | 150.0486 | 167.9441 | 187.7632 | 210.2869 | 262.3544 | 295.9737 | 334.0935 | 377.032 | 425.2627 | 635.9706 | 685.0824 | 739.1777 | 799.3951 | 865.5914 | 959.4691 | 1042.236 | 1132.544 | 1233.1859 | 1344.3874 | 1515.7803 | 1708.5293 | 1926.2645 | 2171.2571 | 2447.1363
Other generation | MW | SEPD | System Transformation | Milton of Craigie | 0.152 | 0.152 | 0.152 | 0.152 | 0.152 | 0.152 | 0.152 | 0.152 | 0.152 | 0.152 | 0.152 | 0.152 | 0.152 | 0.152 | 0.152 | 0.152 | 0.152 | 0.152 | 0.152 | 0.152 | 0.152 | 0.152 | 0.152 | 0.152 | 0.152 | 0.152 | 0.152 | 0.152 | 0.152 | 0.152 | 0.152 | 0.152
Srg_BB001 | MW | SEPD | System Transformation | Milton of Craigie | 0 | 0.12949 | 0.14325 | 0.15706 | 0.17082 | 0.18463 | 0.19885 | 0.41194 | 0.42683 | 0.44184 | 0.45683 | 0.47373 | 0.53234 | 0.59345 | 0.65685 | 0.72172 | 0.79164 | 0.80871 | 0.82601 | 0.84337 | 0.86117 | 0.87844 | 1.0743 | 1.2702 | 1.4658 | 1.6614 | 1.8571 | 1.8575 | 1.858 | 1.8584 | 1.8589 | 1.8593
Srg_BB002 | MW | SEPD | System Transformation | Milton of Craigie | 0 | 0 | 0.00078824 | 0.0016375 | 0.002571 | 0.0036181 | 0.0048144 | 0.010591 | 0.011132 | 0.011661 | 0.012314 | 0.012963 | 0.013606 | 0.014238 | 0.014864 | 0.015488 | 0.016111 | 0.016731 | 0.017276 | 0.017828 | 0.018379 | 0.018935 | 0.024376 | 0.030126 | 0.036134 | 0.04236 | 0.048505 | 0.049268 | 0.049936 | 0.05051 | 0.050991 | 0.051468
Data centres (MW) | MW | SEPD | System Transformation | Mybster | 0 | 0 | 0 | 0 | 0 | 0 | 0 | 0 | 0 | 0 | 0 | 0 | 0 | 0 | 0 | 0 | 0 | 0 | 0 | 0 | 0 | 0 | 0 | 0 | 0 | 0 | 0 | 0 | 0 | 0 | 0 | 0
Dem_BB001a | Number of homes (cumulative) | SEPD | System Transformation | Mybster | 0 | 2.4443 | 12.9701 | 22.3696 | 31.778 | 47.1718 | 57.5948 | 64.9839 | 70.3245 | 75.7444 | 84.0683 | 93.6187 | 96.6187 | 98.6187 | 100.6187 | 102.6187 | 103.6187 | 105.2965 | 107.0371 | 108.6897 | 110.2811 | 110.8071 | 111.0988 | 111.3385 | 111.5315 | 111.6847 | 111.8104 | 111.9128 | 111.9959 | 112.0562 | 112.0963 | 112.1153
Dem_BB002b | Floorspace (m2) (cumulative) | SEPD | System Transformation | Mybster | 0 | 8716.5 | 20823.5 | 30787.77 | 41403.7067 | 53270.91 | 56310.98 | 74501.95 | 86927.0367 | 100043.79 | 105552.21 | 111060.63 | 115797.3833 | 119261.9 | 121923.95 | 124586 | 125969.3333 | 126661 | 126661 | 126661 | 126661 | 126661 | 126661 | 126661 | 126661 | 126661 | 126661 | 126661 | 126661 | 126661 | 126661 | 126661
Domestic direct electric heating | Number | SEPD | System Transformation | Mybster | 404.8483 | 405.0638 | 406.2522 | 407.2242 | 408.1962 | 409.8163 | 409.2381 | 407.966 | 406.4504 | 404.9702 | 403.9198 | 403.1494 | 402.0021 | 401.0036 | 399.6816 | 399.6713 | 399.5114 | 399.606 | 399.4426 | 399.5264 | 399.7372 | 400.0739 | 401.0077 | 402.1771 | 403.4638 | 404.7491 | 405.9867 | 407.2061 | 408.4229 | 409.6414 | 410.8601 | 412.0835
Gas: Hydrogen peaking | MW | SEPD | System Transformation | Mybster | 0 | 0 | 0 | 0 | 0 | 0 | 0 | 0 | 0 | 0 | 0 | 0 | 0 | 0 | 0 | 0 | 0 | 0 | 0 | 0 | 0 | 0 | 0 | 0 | 0 | 0 | 0 | 0 | 0 | 0 | 0 | 0
Gen_BB001 | MW | SEPD | System Transformation | Mybster | 0 | 0 | 0 | 0 | 0 | 0 | 0 | 0 | 0 | 0 | 0 | 0 | 0 | 0 | 0 | 0 | 0 | 0 | 0 | 0 | 0 | 0 | 0 | 0 | 0 | 0 | 0 | 0 | 0 | 0 | 0 | 0
Gen_BB004 | MW | SEPD | System Transformation | Mybster | 0 | 0 | 0 | 0 | 0 | 0 | 0 | 0 | 0 | 0 | 0 | 0 | 0 | 0 | 0 | 0 | 0 | 0 | 0 | 0 | 0 | 0 | 0 | 0 | 0 | 0 | 0 | 0 | 0 | 0 | 0 | 0
Gen_BB005 | MW | SEPD | System Transformation | Mybster | 0 | 0 | 0 | 0 | 0 | 0 | 0 | 0 | 0 | 0 | 0 | 0 | 0 | 0 | 0 | 0 | 0 | 0 | 0 | 0 | 0 | 0 | 0 | 0 | 0 | 0 | 0 | 0 | 0 | 0 | 0 | 0
Gen_BB006 | MW | SEPD | System Transformation | Mybster | 0 | 0 | 0 | 0 | 0 | 0 | 0 | 0 | 0 | 0 | 0 | 0 | 0 | 0 | 0 | 0 | 0 | 0 | 0 | 0 | 0 | 0 | 0 | 0 | 0 | 0 | 0 | 0 | 0 | 0 | 0 | 0
Gen_BB008 | MW | SEPD | System Transformation | Mybster | 0 | 0 | 0 | 0 | 0 | 0 | 0 | 0 | 0 | 0 | 0 | 0 | 0 | 0 | 0 | 0 | 0 | 0 | 0 | 0 | 0 | 0 | 0 | 0 | 0 | 0 | 0 | 0 | 0 | 0 | 0 | 0
Gen_BB010 | MW | SEPD | System Transformation | Mybster | 2.116 | 2.116 | 2.116 | 2.116 | 2.116 | 2.116 | 2.116 | 2.116 | 2.116 | 2.116 | 2.116 | 2.116 | 2.116 | 2.116 | 2.116 | 2.116 | 2.116 | 2.116 | 2.116 | 2.116 | 2.116 | 2.116 | 2.116 | 2.116 | 2.116 | 2.116 | 2.116 | 2.116 | 2.116 | 2.116 | 2.116 | 2.116
Gen_BB011 | MW | SEPD | System Transformation | Mybster | 0 | 0 | 0 | 0 | 0 | 0 | 0 | 0 | 0 | 0 | 0 | 0 | 0 | 0 | 0 | 0 | 0 | 0 | 0 | 0 | 0 | 0 | 0 | 0 | 0 | 0 | 0 | 0 | 0 | 0 | 0 | 0
Gen_BB012 | MW | SEPD | System Transformation | Mybster | 0.16043 | 0.16136 | 0.16275 | 0.16442 | 0.1665 | 0.1687 | 0.17118 | 0.17565 | 0.17954 | 0.18483 | 0.18992 | 0.19483 | 0.19961 | 0.20429 | 0.2089 | 0.21348 | 0.21801 | 0.22199 | 0.22596 | 0.22989 | 0.2338 | 0.2377 | 0.24142 | 0.2449 | 0.24816 | 0.25055 | 0.25294 | 0.25511 | 0.25707 | 0.25882 | 0.26057 | 0.26233
Gen_BB013 | MW | SEPD | System Transformation | Mybster | 0.43457 | 0.4362 | 0.44032 | 0.4454 | 0.45199 | 0.46251 | 0.47244 | 0.48582 | 0.49824 | 0.53349 | 0.57111 | 0.61061 | 0.64724 | 0.68475 | 0.72536 | 0.76941 | 0.81487 | 0.85928 | 0.90182 | 0.94651 | 0.99253 | 1.0399 | 1.0914 | 1.1435 | 1.1952 | 1.2409 | 1.2867 | 1.3311 | 1.3741 | 1.4157 | 1.4575 | 1.4995
Gen_BB014 | MW | SEPD | System Transformation | Mybster | 0 | 0 | 0 | 0 | 0 | 0 | 0 | 0 | 0 | 0 | 0 | 0 | 0 | 0 | 0 | 0 | 0 | 0 | 0 | 0 | 0 | 0 | 0 | 0 | 0 | 0 | 0 | 0 | 0 | 0 | 0 | 0
Gen_BB015 | MW | SEPD | System Transformation | Mybster | 183.89 | 183.89 | 184.89 | 184.89 | 184.89 | 184.89 | 272.96 | 272.96 | 327.96 | 329.3539 | 343.058 | 347.7931 | 350.7954 | 354.7306 | 358.5616 | 363.6264 | 364.934 | 366.1942 | 379.9045 | 383.5378 | 384.642 | 391.3146 | 392.7577 | 399.4172 | 400.4443 | 401.4632 | 402.4734 | 403.5018 | 404.5488 | 405.6147 | 406.6996 | 407.8041
Gen_BB016 | MW | SEPD | System Transformation | Mybster | 0.78398 | 0.78398 | 1.2368 | 1.2411 | 1.2484 | 1.2645 | 1.3196 | 1.3541 | 1.3912 | 1.4301 | 1.4704 | 1.5115 | 1.5532 | 1.6161 | 1.6785 | 1.7615 | 1.8207 | 1.899 | 1.9519 | 2.0079 | 2.1677 | 2.2318 | 2.3852 | 2.4188 | 2.5 | 2.5289 | 2.5556 | 2.5797 | 2.6014 | 2.6209 | 2.6384 | 2.6533
Gen_BB017 | MW | SEPD | System Transformation | Mybster | 0 | 0 | 0 | 0 | 0 | 0 | 0 | 0 | 0 | 0 | 0 | 0 | 0 | 0 | 0 | 0 | 0 | 0 | 0 | 0 | 0 | 0 | 0 | 0 | 0 | 0 | 0 | 0 | 0 | 0 | 0 | 0
Gen_BB018 | MW | SEPD | System Transformation | Mybster | 3.89 | 3.89 | 3.89 | 3.89 | 3.8908 | 3.898 | 3.8995 | 3.9017 | 3.9035 | 3.9058 | 3.9077 | 3.91 | 3.9119 | 3.9142 | 3.9166 | 3.9184 | 3.9208 | 3.9226 | 3.9249 | 3.9266 | 3.9288 | 3.931 | 3.9326 | 3.9348 | 3.9369 | 3.9384 | 3.9405 | 3.9425 | 3.9445 | 3.946 | 3.9479 | 3.9497
Hydrogen electrolysis | MW | SEPD | System Transformation | Mybster | 0 | 0 | 0 | 0 | 0 | 0 | 0 | 0 | 0 | 0 | 0 | 0 | 0 | 0 | 0 | 0 | 0 | 0 | 0 | 0 | 0 | 0 | 0 | 0 | 0 | 0 | 0 | 0 | 0 | 0 | 0 | 0
Lct_BB001 | Number | SEPD | System Transformation | Mybster | 10.4377 | 14.048 | 21.2161 | 37.5893 | 58.9171 | 87.9546 | 155.0405 | 236.7404 | 318.4807 | 400.1859 | 481.9356 | 563.6445 | 697.9799 | 868.4287 | 1062.3293 | 1275.8489 | 1512.4224 | 1754.671 | 1991.5741 | 2211.5144 | 2404.8853 | 2564.7238 | 2689.9173 | 2778.6214 | 2834.9701 | 2825.6178 | 2827.6268 | 2794.6109 | 2751.7078 | 2691.1776 | 2624.6238 | 2553.4387
Lct_BB003 | Number | SEPD | System Transformation | Mybster | 0 | 0 | 0 | 0 | 0 | 0 | 0 | 0 | 0 | 0 | 0 | 0 | 0 | 0 | 0 | 0 | 0 | 0 | 0 | 0 | 0 | 0 | 0 | 0 | 0 | 0 | 0 | 0 | 0 | 0 | 0 | 0
Lct_BB005 | Number | SEPD | System Transformation | Mybster | 75.3572 | 88.423 | 93.8512 | 104.0073 | 113.2198 | 123.5872 | 144.3081 | 167.9696 | 187.9033 | 206.697 | 247.0115 | 309.1266 | 376.7505 | 444.8088 | 513.4246 | 582.8154 | 652.6409 | 706.3186 | 760.1357 | 814.3483 | 868.9527 | 923.9555 | 993.7761 | 1064.4395 | 1136.2381 | 1208.9064 | 1282.6054 | 1287.8022 | 1293.2959 | 1299.0867 | 1305.2285 | 1311.4385
Lct_BB006 | Number | SEPD | System Transformation | Mybster | 0 | 0 | 0 | 0 | 0 | 0 | 0 | 0 | 0 | 0 | 0 | 0 | 0 | 0 | 0 | 0 | 0 | 0 | 0 | 0 | 0 | 0 | 0 | 0 | 0 | 0 | 0 | 0 | 0 | 0 | 0 | 0
Lct_BB007 | Number | SEPD | System Transformation | Mybster | 0 | 0 | 0 | 0 | 0 | 0 | 0 | 0 | 0 | 0 | 0 | 0 | 0 | 0 | 0 | 0 | 0 | 0 | 0 | 0 | 0 | 0 | 0 | 0 | 0 | 0 | 0 | 0 | 0 | 0 | 0 | 0
Lct_BB008 | Number | SEPD | System Transformation | Mybster | 0 | 0 | 0 | 0 | 0 | 0 | 0 | 0 | 0 | 0 | 0 | 0 | 0 | 0 | 0 | 0 | 0 | 0 | 0 | 0 | 0 | 0 | 0 | 0 | 0 | 0 | 0 | 0 | 0 | 0 | 0 | 0
Lct_BB010b | MW | SEPD | System Transformation | Mybster | 0.042 | 0.0448 | 0.0504 | 0.0938 | 0.1554 | 0.287 | 0.5208 | 0.8498 | 1.1074 | 1.4056 | 1.8172 | 2.0888 | 2.6404 | 3.1528 | 3.9144 | 4.7712 | 5.712 | 7.1806 | 10.0114 | 11.4072 | 12.215 | 12.7708 | 12.9668 | 13.0606 | 13.118 | 13.118 | 13.118 | 13.118 | 13.118 | 13.118 | 13.118 | 13.118
Lct_BB011b | MW | SEPD | System Transformation | Mybster | 0.014 | 0.0165 | 0.02392 | 0.03522 | 0.04833 | 0.06441 | 0.08341 | 0.1047 | 0.12947 | 0.15939 | 0.19512 | 0.23756 | 0.29786 | 0.36983 | 0.45509 | 0.55246 | 0.65896 | 0.77362 | 0.89136 | 1.0068 | 1.1131 | 1.2078 | 1.2893 | 1.3594 | 1.4181 | 1.4652 | 1.5118 | 1.5585 | 1.6065 | 1.6528 | 1.685 | 1.7109
Lct_BB012b | MW | SEPD | System Transformation | Mybster | 0.379 | 0.3801 | 0.38127 | 0.38659 | 0.39301 | 0.4001 | 0.40829 | 0.42247 | 0.44009 | 0.46194 | 0.48871 | 0.52125 | 0.57432 | 0.6399 | 0.71889 | 0.81145 | 0.91272 | 1.0235 | 1.1396 | 1.255 | 1.3639 | 1.4615 | 1.5448 | 1.6133 | 1.6644 | 1.6873 | 1.7016 | 1.7078 | 1.7078 | 1.7078 | 1.7078 | 1.7078
Lct_BB013b | MW | SEPD | System Transformation | Mybster | 0 | 0 | 0 | 0 | 0 | 0 | 0 | 0 | 0 | 0 | 0 | 0 | 0 | 0 | 0 | 0 | 0 | 0 | 0 | 0 | 0 | 0 | 0 | 0 | 0 | 0 | 0 | 0 | 0 | 0 | 0 | 0
Lct_BB014 | Number | SEPD | System Transformation | Mybster | 5.0518 | 5.0906 | 5.7243 | 6.499 | 7.3462 | 8.3048 | 9.4046 | 11.6827 | 13.076 | 14.6355 | 16.3627 | 18.3255 | 22.6 | 25.4961 | 28.7799 | 32.4787 | 36.6335 | 54.7845 | 59.0151 | 63.6751 | 68.8624 | 74.5647 | 86.0354 | 93.4571 | 101.555 | 110.5795 | 120.5509 | 135.9197 | 153.2034 | 172.7277 | 194.6961 | 219.4341
Other generation | MW | SEPD | System Transformation | Mybster | 0 | 0 | 0 | 0 | 0 | 0 | 0 | 0 | 0 | 0 | 0 | 0 | 0 | 0 | 0 | 0 | 0 | 0 | 0 | 0 | 0 | 0 | 0 | 0 | 0 | 0 | 0 | 0 | 0 | 0 | 0 | 0
Srg_BB001 | MW | SEPD | System Transformation | Mybster | 0 | 0 | 0.037119 | 0.076989 | 0.11454 | 0.15417 | 0.24127 | 0.61801 | 0.75622 | 0.89318 | 1.0232 | 1.2537 | 1.2777 | 1.3165 | 1.3604 | 1.3814 | 1.4947 | 1.5405 | 1.594 | 1.6467 | 1.7112 | 1.7607 | 1.8061 | 1.854 | 1.8922 | 1.9278 | 1.9645 | 1.9766 | 1.9881 | 1.9991 | 2.0096 | 2.0197
Srg_BB002 | MW | SEPD | System Transformation | Mybster | 0 | 0 | 0.00017145 | 0.00034675 | 0.00052757 | 0.00071755 | 0.00091943 | 0.0017807 | 0.0018535 | 0.0019222 | 0.0020047 | 0.0020846 | 0.0021621 | 0.002237 | 0.0023099 | 0.0023814 | 0.002452 | 0.0025215 | 0.0025818 | 0.0026426 | 0.0027026 | 0.0027627 | 0.0033466 | 0.0039598 | 0.0045972 | 0.0052553 | 0.0059026 | 0.0059828 | 0.0060529 | 0.0061129 | 0.0061631 | 0.0062128
Data centres (MW) | MW | SEPD | System Transformation | Nairn | 0 | 0 | 0 | 0 | 0 | 0 | 0 | 0 | 0 | 0 | 0 | 0 | 0 | 0 | 0 | 0 | 0 | 0 | 0 | 0 | 0 | 0 | 0 | 0 | 0 | 0 | 0 | 0 | 0 | 0 | 0 | 0
Dem_BB001a | Number of homes (cumulative) | SEPD | System Transformation | Nairn | 0 | 172.8494 | 394.8937 | 564.6357 | 741.3992 | 902.1277 | 1054.9261 | 1217.6432 | 1378.2446 | 1540.0354 | 1716.5966 | 1903.6804 | 2085.9375 | 2267.174 | 2443.174 | 2557.174 | 2664.174 | 2764.5836 | 2867.1239 | 2943.4811 | 3005.711 | 3056.787 | 3098.3837 | 3129.8739 | 3151.2686 | 3162.5822 | 3170.8391 | 3177.0487 | 3180.2186 | 3181.342 | 3181.424 | 3181.4629
Dem_BB002b | Floorspace (m2) (cumulative) | SEPD | System Transformation | Nairn | 0 | 54605.25 | 107935.45 | 152654.675 | 167629.05 | 188544.225 | 209479.1 | 226048.725 | 243292.35 | 261209.975 | 279801.6 | 299067.225 | 307479.5 | 312984.2 | 317376 | 320746 | 323442 | 325464 | 326812 | 327486 | 327486 | 327486 | 327486 | 327486 | 327486 | 327486 | 327486 | 327486 | 327486 | 327486 | 327486 | 327486
Domestic direct electric heating | Number | SEPD | System Transformation | Nairn | 1920.8758 | 1939.5639 | 1963.5384 | 1981.8983 | 2001.0142 | 2018.4021 | 2021.1707 | 2010.2763 | 1999.3688 | 1988.913 | 1980.373 | 1973.4421 | 1966.8189 | 1960.7453 | 1957.822 | 1953.242 | 1945.3907 | 1937.3084 | 1929.0081 | 1918.1772 | 1906.0334 | 1893.2158 | 1880.5404 | 1867.1582 | 1852.9892 | 1838.2712 | 1826.5 | 1814.6925 | 1802.7728 | 1790.8766 | 1779.0918 | 1767.5503
Gas: Hydrogen peaking | MW | SEPD | System Transformation | Nairn | 0 | 0 | 0 | 0 | 0 | 0 | 0 | 0 | 0 | 0 | 0 | 0 | 0 | 0 | 0 | 0 | 0 | 0 | 0 | 0 | 0 | 0 | 0 | 0 | 0 | 0 | 0 | 0 | 0 | 0 | 0 | 0
Gen_BB001 | MW | SEPD | System Transformation | Nairn | 0 | 0 | 0 | 0 | 0 | 0 | 0 | 0 | 0 | 0 | 0 | 0 | 0 | 0 | 0 | 0 | 0 | 0 | 0 | 0 | 0 | 0 | 0 | 0 | 0 | 0 | 0 | 0 | 0 | 0 | 0 | 0
Gen_BB004 | MW | SEPD | System Transformation | Nairn | 1.249 | 1.249 | 1.249 | 1.249 | 1.249 | 1.249 | 1.249 | 1.249 | 1.249 | 1.249 | 1.249 | 1.249 | 1.249 | 1.249 | 1.249 | 1.249 | 1.249 | 1.249 | 1.249 | 1.249 | 1.249 | 1.249 | 1.249 | 1.249 | 1.249 | 1.2365 | 1.2241 | 1.1997 | 1.1757 | 1.1404 | 1.1062 | 1.073
Gen_BB005 | MW | SEPD | System Transformation | Nairn | 0 | 0 | 0 | 0 | 0 | 0 | 0 | 0 | 0 | 0 | 0 | 0 | 0 | 0 | 0 | 0 | 0 | 0 | 0 | 0 | 0 | 0 | 0 | 0 | 0 | 0 | 0 | 0 | 0 | 0 | 0 | 0
Gen_BB006 | MW | SEPD | System Transformation | Nairn | 0 | 0 | 0 | 0 | 0 | 0 | 0 | 0 | 0 | 0 | 0 | 0 | 0 | 0 | 0 | 0 | 0 | 0 | 0 | 0 | 0 | 0 | 0 | 0 | 0 | 0 | 0 | 0 | 0 | 0 | 0 | 0
Gen_BB008 | MW | SEPD | System Transformation | Nairn | 0 | 0 | 0 | 0 | 0 | 0 | 0 | 0 | 0 | 0 | 0 | 0 | 0 | 0 | 0 | 0 | 0 | 0 | 0 | 0 | 0 | 0 | 0 | 0 | 0 | 0 | 0 | 0 | 0 | 0 | 0 | 0
Gen_BB010 | MW | SEPD | System Transformation | Nairn | 0 | 0 | 0 | 0 | 0 | 0 | 0 | 0 | 0 | 0 | 0 | 0 | 0 | 0 | 0 | 0 | 0 | 0 | 0 | 0 | 0 | 0 | 0 | 0 | 0 | 0 | 0 | 0 | 0 | 0 | 0 | 0
Gen_BB011 | MW | SEPD | System Transformation | Nairn | 0 | 0 | 0 | 0 | 0 | 0 | 0 | 0 | 0 | 0 | 0 | 0 | 0 | 0 | 0 | 0 | 0 | 0 | 0 | 0 | 0 | 0 | 0 | 0 | 0 | 0 | 0 | 0 | 0 | 0 | 0 | 0
Gen_BB012 | MW | SEPD | System Transformation | Nairn | 0.22394 | 0.22887 | 0.23629 | 0.24551 | 0.25722 | 0.27002 | 0.28503 | 0.31357 | 0.34014 | 0.37071 | 0.3997 | 0.42735 | 0.45393 | 0.47976 | 0.50503 | 0.52991 | 0.5544 | 0.57584 | 0.59716 | 0.61811 | 0.6389 | 0.65959 | 0.67923 | 0.69762 | 0.7148 | 0.72744 | 0.74007 | 0.75156 | 0.76194 | 0.77122 | 0.78052 | 0.78986
Gen_BB013 | MW | SEPD | System Transformation | Nairn | 2.2803 | 2.3211 | 2.3968 | 2.4861 | 2.6048 | 2.7387 | 2.8946 | 3.1398 | 3.3903 | 3.6708 | 3.9724 | 4.2944 | 4.6216 | 4.9574 | 5.307 | 5.6045 | 5.9044 | 6.1846 | 6.4638 | 6.7197 | 6.9624 | 7.1971 | 7.4256 | 7.6374 | 7.8318 | 7.9883 | 8.1416 | 8.2854 | 8.4188 | 8.5428 | 8.6661 | 8.7897
Gen_BB014 | MW | SEPD | System Transformation | Nairn | 0 | 0 | 0 | 0 | 0 | 0 | 0 | 0 | 0 | 0 | 0 | 0 | 0 | 0 | 0 | 0 | 0 | 0 | 0 | 0 | 0 | 0 | 0 | 0 | 0 | 0 | 0 | 0 | 0 | 0 | 0 | 0
Gen_BB015 | MW | SEPD | System Transformation | Nairn | 100.1 | 100.1 | 100.1 | 119.5 | 142.5 | 142.5 | 142.5 | 142.5 | 142.5 | 143.5408 | 144.8134 | 145.8289 | 148.0709 | 151.0093 | 152.0032 | 152.9887 | 153.9651 | 154.9061 | 155.8099 | 174.7998 | 175.6243 | 176.4066 | 177.4843 | 185.1567 | 185.9236 | 186.6845 | 187.4388 | 188.2068 | 188.9885 | 189.7845 | 190.5946 | 191.4194
Gen_BB016 | MW | SEPD | System Transformation | Nairn | 0.99643 | 0.99643 | 0.99855 | 1.0018 | 1.0072 | 1.0193 | 1.0604 | 1.0862 | 1.1138 | 1.1429 | 1.173 | 1.2036 | 1.2348 | 1.2817 | 1.3283 | 1.3903 | 1.4346 | 1.493 | 1.7325 | 1.7743 | 2.0101 | 2.058 | 2.1053 | 2.1304 | 2.1537 | 2.1752 | 2.1952 | 2.2132 | 2.2293 | 2.2439 | 2.257 | 2.2681
Gen_BB017 | MW | SEPD | System Transformation | Nairn | 0 | 0 | 0 | 0 | 0 | 0 | 0 | 0 | 0 | 0 | 0 | 0 | 0 | 0 | 0 | 0 | 0 | 0 | 0 | 0 | 0 | 0 | 0 | 0 | 0 | 0 | 0 | 0 | 0 | 0 | 0 | 0
Gen_BB018 | MW | SEPD | System Transformation | Nairn | 0.092 | 0.092 | 0.092 | 0.092 | 0.092202 | 0.094001 | 0.094375 | 0.09492 | 0.095382 | 0.095972 | 0.096432 | 0.097025 | 0.097485 | 0.098075 | 0.098668 | 0.099127 | 0.099721 | 0.10017 | 0.10074 | 0.10117 | 0.10173 | 0.10228 | 0.10269 | 0.10322 | 0.10375 | 0.10414 | 0.10465 | 0.10516 | 0.10566 | 0.10603 | 0.10652 | 0.10697
Hydrogen electrolysis | MW | SEPD | System Transformation | Nairn | 0 | 0 | 0 | 0 | 0 | 0 | 0 | 0 | 0 | 0 | 0 | 0 | 0 | 0 | 0 | 0 | 0 | 0 | 0 | 0 | 0 | 0 | 0.7 | 0.7 | 0.7 | 0.7 | 1.4 | 1.4 | 1.4 | 2 | 2 | 2
Lct_BB001 | Number | SEPD | System Transformation | Nairn | 59.8557 | 82.7742 | 128.6096 | 234.5314 | 374.2753 | 566.9285 | 944.4226 | 1502.4328 | 2060.5386 | 2618.6416 | 3176.6626 | 3734.7102 | 4549.9947 | 5629.8799 | 6834.5649 | 8132.9528 | 9538.7719 | 10951.1932 | 12309.7133 | 13552.4082 | 14639.2341 | 15536.4472 | 16239.6455 | 16714.6894 | 17025.2589 | 17012.7918 | 17185.3471 | 17000.2353 | 16758.4261 | 16412.4965 | 16028.4519 | 15605.9519
Lct_BB003 | Number | SEPD | System Transformation | Nairn | 0 | 0 | 0 | 0 | 0 | 0 | 0 | 0 | 0 | 0 | 0 | 0 | 0 | 0 | 0 | 0 | 0 | 0 | 0 | 0 | 0 | 0 | 0 | 0 | 0 | 0 | 0 | 0 | 0 | 0 | 0 | 0
Lct_BB005 | Number | SEPD | System Transformation | Nairn | 166.7234 | 216.1121 | 240.8622 | 279.5561 | 315.8181 | 354.9013 | 428.708 | 513.5174 | 586.4729 | 655.9272 | 797.3311 | 950.2583 | 1116.7319 | 1285.1018 | 1455.9646 | 1622.5021 | 1788.6556 | 1934.8937 | 2080.5291 | 2224.7415 | 2368.7611 | 2511.7901 | 2718.5356 | 2925.8302 | 3132.8415 | 3341.1553 | 3550.7824 | 3562.3308 | 3573.9288 | 3585.7248 | 3598.0083 | 3610.4283
Lct_BB006 | Number | SEPD | System Transformation | Nairn | 0 | 0 | 8.4962 | 16.8814 | 25.1559 | 33.3229 | 41.3804 | 50.3532 | 59.1799 | 67.8573 | 76.389 | 90.1363 | 148.9684 | 207.1516 | 264.6875 | 321.5761 | 377.8158 | 427.0363 | 475.6449 | 523.6421 | 571.0296 | 617.8033 | 658.6186 | 699.1643 | 739.4348 | 779.4337 | 819.1567 | 819.1567 | 819.1567 | 819.1567 | 819.1567 | 819.1567
Lct_BB007 | Number | SEPD | System Transformation | Nairn | 28.2422 | 36.4334 | 39.5802 | 45.712 | 51.2937 | 57.2987 | 69.7379 | 83.929 | 95.5326 | 106.0853 | 127.2582 | 146.2724 | 167.0045 | 187.7285 | 208.4444 | 229.1521 | 249.8518 | 266.3822 | 282.8897 | 299.3742 | 315.8357 | 332.2741 | 353.7122 | 375.8598 | 397.9985 | 420.2515 | 442.611 | 439.416 | 436.7679 | 434.3184 | 432.0919 | 429.9485
Lct_BB008 | Number | SEPD | System Transformation | Nairn | 0 | 0 | 0.68272 | 1.3566 | 2.0217 | 2.6778 | 3.3253 | 4.0464 | 4.7557 | 5.4531 | 6.1387 | 6.8126 | 9.6963 | 12.5482 | 15.3685 | 18.157 | 20.9137 | 23.3263 | 25.7089 | 28.0615 | 30.3842 | 32.6769 | 34.6776 | 36.6649 | 38.6389 | 40.5994 | 42.5466 | 42.5466 | 42.5466 | 42.5466 | 42.5466 | 42.5466
Lct_BB010b | MW | SEPD | System Transformation | Nairn | 0.196 | 0.31645 | 0.41441 | 0.71477 | 1.1309 | 1.732 | 3.0306 | 4.3356 | 5.7125 | 7.1902 | 8.5153 | 9.8743 | 12.3319 | 15.3513 | 19.1382 | 23.2772 | 29.0768 | 37.5909 | 45.6558 | 51.3096 | 55.097 | 57.586 | 59.0189 | 60.0509 | 60.4998 | 60.4998 | 60.4998 | 60.4998 | 60.4998 | 60.4998 | 60.4998 | 60.4998
Lct_BB011b | MW | SEPD | System Transformation | Nairn | 0.094 | 0.1033 | 0.12742 | 0.1663 | 0.21197 | 0.26555 | 0.33118 | 0.40212 | 0.48722 | 0.58904 | 0.71017 | 0.85484 | 1.06 | 1.3062 | 1.5962 | 1.9279 | 2.2906 | 2.6799 | 3.0795 | 3.4692 | 3.8291 | 4.1481 | 4.4232 | 4.6577 | 4.8535 | 5.0083 | 5.1616 | 5.3151 | 5.4728 | 5.625 | 5.7307 | 5.8156
Lct_BB012b | MW | SEPD | System Transformation | Nairn | 0.23 | 0.2572 | 0.28427 | 0.35249 | 0.43156 | 0.52408 | 0.63779 | 0.76496 | 0.91816 | 1.1026 | 1.3232 | 1.5861 | 1.9996 | 2.5 | 3.0909 | 3.7692 | 4.4977 | 5.2769 | 6.0722 | 6.8393 | 7.5374 | 8.137 | 8.6237 | 8.9999 | 9.2574 | 9.3048 | 9.327 | 9.3366 | 9.3366 | 9.3366 | 9.3366 | 9.3366
Lct_BB013b | MW | SEPD | System Transformation | Nairn | 0 | 0.0026 | 0.00506 | 0.00948 | 0.0135 | 0.01718 | 0.02074 | 0.02912 | 0.03904 | 0.05078 | 0.06462 | 0.08094 | 0.11016 | 0.1454 | 0.18704 | 0.23502 | 0.28744 | 0.34414 | 0.40296 | 0.46118 | 0.51622 | 0.56628 | 0.61046 | 0.64888 | 0.6809 | 0.6996 | 0.71516 | 0.72776 | 0.73768 | 0.74516 | 0.74516 | 0.74516
Lct_BB014 | Number | SEPD | System Transformation | Nairn | 13.0246 | 13.1245 | 14.7584 | 16.7558 | 18.9399 | 21.4115 | 24.2469 | 30.9249 | 34.613 | 38.7411 | 43.313 | 48.5087 | 63.0059 | 71.0798 | 80.2345 | 90.5464 | 102.1293 | 152.732 | 164.5265 | 177.5178 | 191.9793 | 207.8767 | 245.1518 | 266.2994 | 289.3738 | 315.0886 | 343.5014 | 387.2936 | 436.5425 | 492.1755 | 554.773 | 625.2623
Other generation | MW | SEPD | System Transformation | Nairn | 0 | 0 | 0 | 0 | 0 | 0 | 0 | 0 | 0 | 0 | 0 | 0 | 0 | 0 | 0 | 0 | 0 | 0 | 0 | 0 | 0 | 0 | 0 | 0 | 0 | 0 | 0 | 0 | 0 | 0 | 0 | 0
Srg_BB001 | MW | SEPD | System Transformation | Nairn | 0 | 0.096479 | 0.12622 | 0.16164 | 0.20023 | 0.24042 | 0.29554 | 0.64697 | 0.71693 | 0.78668 | 0.85177 | 0.95941 | 1.013 | 1.0746 | 1.1401 | 1.1971 | 1.2961 | 1.3278 | 1.3623 | 1.3989 | 1.4412 | 1.4762 | 1.6423 | 1.8102 | 1.9735 | 2.1356 | 2.2983 | 2.3043 | 2.3099 | 2.3154 | 2.3206 | 2.3256
Srg_BB002 | MW | SEPD | System Transformation | Nairn | 0 | 0 | 0.00091454 | 0.001861 | 0.0028524 | 0.0039114 | 0.0050589 | 0.010131 | 0.010574 | 0.010988 | 0.011479 | 0.011952 | 0.012407 | 0.012843 | 0.013266 | 0.013679 | 0.014084 | 0.014481 | 0.014825 | 0.01517 | 0.015509 | 0.015848 | 0.01913 | 0.022569 | 0.026135 | 0.029812 | 0.033423 | 0.03387 | 0.03426 | 0.034594 | 0.034873 | 0.035149
Data centres (MW) | MW | SEPD | System Transformation | Persley | 0 | 0 | 0 | 0 | 0 | 0 | 0 | 0 | 0 | 0 | 0 | 0 | 0 | 0 | 0 | 0 | 0 | 0 | 0 | 0 | 0 | 0 | 0 | 0 | 0 | 0 | 0 | 0 | 0 | 0 | 0 | 0
Dem_BB001a | Number of homes (cumulative) | SEPD | System Transformation | Persley | 0 | 455.2024 | 882.9114 | 1232.8345 | 1610.8137 | 2034.7016 | 2461.7714 | 2893.63 | 3283.1878 | 3672.2379 | 4081.6912 | 4468.493 | 4812.8901 | 5130.3692 | 5417.7983 | 5699.7983 | 5945.7983 | 6194.0811 | 6445.6682 | 6671.8289 | 6884.6934 | 7085.1271 | 7188.4768 | 7277.5857 | 7354.4785 | 7421.1877 | 7477.7689 | 7525.2431 | 7561.6273 | 7587.9064 | 7606.0919 | 7615.1798
Dem_BB002b | Floorspace (m2) (cumulative) | SEPD | System Transformation | Persley | 0 | 125115.3 | 225208.1 | 318269.654 | 415807.098 | 539975.432 | 672734.656 | 792103.95 | 906164.094 | 1020490.088 | 1108616.732 | 1199593.376 | 1252044.13 | 1293373.46 | 1326111.9 | 1352959.45 | 1370341.15 | 1381757 | 1387682 | 1390757 | 1390982 | 1391207 | 1391432 | 1391657 | 1391657 | 1391657 | 1391657 | 1391657 | 1391657 | 1391657 | 1391657 | 1391657
Domestic direct electric heating | Number | SEPD | System Transformation | Persley | 2582.9073 | 2632.0714 | 2678.2821 | 2715.9734 | 2756.7971 | 2802.4815 | 2887.7259 | 2904.691 | 2915.9056 | 2927.1084 | 2940.6784 | 2951.3999 | 2958.4786 | 2963.7039 | 2965.4403 | 2978.9357 | 2985.4662 | 2993.7119 | 3000.6177 | 3005.5804 | 3009.9538 | 3013.3489 | 3008.247 | 3002.3071 | 2995.7033 | 2988.6557 | 2980.2965 | 2973.6802 | 2966.1001 | 2957.7805 | 2948.8476 | 2939.2887
Gas: Hydrogen peaking | MW | SEPD | System Transformation | Persley | 0 | 0 | 0 | 0 | 0 | 0 | 0 | 0 | 0 | 0 | 0 | 0 | 0 | 1.45 | 1.45 | 1.45 | 13.55 | 13.55 | 13.55 | 13.55 | 13.55 | 13.55 | 13.55 | 14.15 | 14.15 | 14.15 | 14.15 | 14.15 | 14.15 | 14.15 | 14.15 | 14.15
Gen_BB001 | MW | SEPD | System Transformation | Persley | 14.15 | 14.15 | 14.15 | 14.15 | 14.15 | 14.15 | 14.15 | 14.15 | 14.15 | 2.15 | 2.15 | 2.15 | 2.15 | 0.7 | 0.7 | 0.7 | 0.6 | 0.6 | 0.6 | 0.6 | 0.6 | 0.6 | 0.6 | 0 | 0 | 0 | 0 | 0 | 0 | 0 | 0 | 0
Gen_BB004 | MW | SEPD | System Transformation | Persley | 7.795 | 7.795 | 7.795 | 7.795 | 8.415 | 8.415 | 8.415 | 8.415 | 8.415 | 8.415 | 8.415 | 8.415 | 8.415 | 8.415 | 8.415 | 8.415 | 8.415 | 8.415 | 8.415 | 8.415 | 8.415 | 8.415 | 8.415 | 8.415 | 8.415 | 6.3088 | 2.7727 | 2.7605 | 2.7486 | 2.7311 | 2.7141 | 1.5976
Gen_BB005 | MW | SEPD | System Transformation | Persley | 0 | 0 | 0 | 0 | 0 | 0 | 0 | 0 | 0 | 0 | 0 | 0 | 0 | 0 | 0 | 0 | 0 | 0 | 0 | 0 | 0 | 0 | 0 | 0 | 0 | 0 | 0 | 0 | 0 | 0 | 0 | 0
Gen_BB006 | MW | SEPD | System Transformation | Persley | 0 | 0 | 0 | 0 | 0 | 0 | 0 | 0 | 0 | 0 | 0 | 0 | 0 | 0 | 0 | 0 | 0 | 0 | 0 | 0 | 0 | 0 | 0 | 0 | 0 | 0 | 0 | 0 | 0 | 0 | 0 | 0
Gen_BB008 | MW | SEPD | System Transformation | Persley | 0 | 0 | 0 | 0 | 0 | 0 | 0 | 0 | 0 | 0 | 0 | 0 | 0 | 0 | 0 | 0 | 0 | 0 | 0 | 0 | 0 | 0 | 0 | 0 | 0 | 0 | 0 | 0 | 0 | 0 | 0 | 0
Gen_BB010 | MW | SEPD | System Transformation | Persley | 0.499 | 0.499 | 0.499 | 0.499 | 0.499 | 0.499 | 0.499 | 0.499 | 0.499 | 0.499 | 0.499 | 0.499 | 0.499 | 0.499 | 0.499 | 0.499 | 0.499 | 0.499 | 0.499 | 0.499 | 0.499 | 0.499 | 0.499 | 0.499 | 0.499 | 0.499 | 0.499 | 0.499 | 0.499 | 0.499 | 0.499 | 0.499
Gen_BB011 | MW | SEPD | System Transformation | Persley | 0 | 0 | 0 | 0 | 0 | 0 | 0 | 0 | 0 | 0 | 0 | 0 | 0 | 0 | 0 | 0 | 0 | 0 | 0 | 0 | 0 | 0 | 0 | 0 | 0 | 0 | 0 | 0 | 0 | 0 | 0 | 0
Gen_BB012 | MW | SEPD | System Transformation | Persley | 0.20646 | 0.21019 | 0.21613 | 0.22404 | 0.23491 | 0.24782 | 0.26426 | 0.29905 | 0.33524 | 0.37787 | 0.42099 | 0.46429 | 0.5076 | 0.55107 | 0.5948 | 0.63888 | 0.68315 | 0.7225 | 0.76227 | 0.80188 | 0.84173 | 0.88189 | 0.9203 | 0.95642 | 0.99025 | 1.0149 | 1.0396 | 1.0619 | 1.0821 | 1.0999 | 1.1178 | 1.1358
Gen_BB013 | MW | SEPD | System Transformation | Persley | 1.6853 | 1.7909 | 1.9586 | 2.1639 | 2.4417 | 2.7891 | 3.2068 | 3.8416 | 4.466 | 5.1133 | 5.8 | 6.492 | 7.1634 | 7.8286 | 8.491 | 9.1855 | 9.8636 | 10.5177 | 11.1658 | 11.7963 | 12.4222 | 13.0386 | 13.5652 | 14.0626 | 14.5327 | 14.9261 | 15.3087 | 15.665 | 15.9929 | 16.2934 | 16.5858 | 16.8692
Gen_BB014 | MW | SEPD | System Transformation | Persley | 0 | 0 | 0 | 0 | 0 | 0 | 0 | 0 | 0 | 0 | 0 | 0 | 0 | 0 | 0 | 0 | 0 | 0 | 0 | 0 | 0 | 0 | 0 | 0 | 0 | 0 | 0 | 0 | 0 | 0 | 0 | 0
Gen_BB015 | MW | SEPD | System Transformation | Persley | 0 | 0 | 0 | 0 | 0 | 0 | 0 | 0 | 0 | 0 | 0 | 0 | 0 | 0 | 0 | 0 | 0 | 0 | 0 | 0 | 0 | 0 | 0 | 0 | 0 | 0 | 0 | 0 | 0 | 0 | 0 | 0
Gen_BB016 | MW | SEPD | System Transformation | Persley | 0.33 | 0.33 | 0.33 | 0.33 | 0.33 | 0.33 | 0.33 | 0.33 | 0.33 | 0.33 | 0.33 | 0.33 | 0.33 | 0.33 | 0.33 | 0.33 | 0.33 | 0.33 | 0.495 | 0.495 | 0.495 | 0.495 | 0.495 | 0.495 | 0.495 | 0.495 | 0.495 | 0.495 | 0.495 | 0.495 | 0.495 | 0.495
Gen_BB017 | MW | SEPD | System Transformation | Persley | 0 | 0 | 0 | 0 | 0 | 0 | 0 | 0 | 0 | 0 | 0 | 0 | 0 | 0 | 0 | 0 | 0 | 0 | 0 | 0 | 0 | 0 | 0 | 0 | 0 | 0 | 0 | 0 | 0 | 0 | 0 | 0
Gen_BB018 | MW | SEPD | System Transformation | Persley | 0 | 0 | 0 | 0 | 0 | 0 | 0 | 0 | 0 | 0 | 0 | 0 | 0 | 0 | 0 | 0 | 0 | 0 | 0 | 0 | 0 | 0 | 0 | 0 | 0 | 0 | 0 | 0 | 0 | 0 | 0 | 0
Hydrogen electrolysis | MW | SEPD | System Transformation | Persley | 1 | 1 | 1 | 1 | 1 | 1 | 1.1 | 1.2 | 1.4 | 1.5 | 1.5 | 1.5 | 1.6 | 2.2 | 2.7 | 3 | 3 | 3 | 3 | 3 | 4 | 4 | 5 | 5 | 6 | 6 | 8 | 8 | 8 | 10 | 10 | 10
Lct_BB001 | Number | SEPD | System Transformation | Persley | 90.5109 | 134.1984 | 228.4233 | 447.1351 | 737.4347 | 1150.4214 | 1866.0594 | 3171.597 | 4487.1241 | 5814.0819 | 7155.4531 | 8515.2535 | 10206.1813 | 12572.228 | 15161.3904 | 17894.1428 | 20772.187 | 23609.1239 | 26293.2975 | 28720.1856 | 30849.1392 | 32628.0164 | 34050.2099 | 34983.7053 | 35659.3937 | 35869.7188 | 36668.2356 | 36365.2675 | 35953.7191 | 35344.7577 | 34648.7703 | 33845.2313
Lct_BB003 | Number | SEPD | System Transformation | Persley | 6.0251 | 6.91 | 13.2459 | 20.4579 | 29.1815 | 39.8534 | 53.0849 | 68.3119 | 88.1277 | 113.5477 | 146.2402 | 187.3978 | 238.4254 | 302.1468 | 381.0754 | 475.6371 | 589.6631 | 718.0701 | 855.6196 | 994.0147 | 1124.4858 | 1241.9946 | 1344.2528 | 1432.4806 | 1509.7646 | 1579.9887 | 1634.1317 | 1678.8551 | 1722.7759 | 1761.4345 | 1777.901 | 1791.4536
Lct_BB005 | Number | SEPD | System Transformation | Persley | 35.8931 | 213.0381 | 290.4618 | 423.8172 | 547.8039 | 684.3944 | 945.9724 | 1217.298 | 1433.3601 | 1637.5043 | 2020.8748 | 2144.8074 | 2274.1823 | 2399.8976 | 2515.2955 | 2625.3099 | 2731.386 | 2874.5104 | 3014.2559 | 3153.0635 | 3291.6249 | 3428.7298 | 3672.1044 | 3916.9533 | 4159.8268 | 4401.9671 | 4644.3719 | 4677.0923 | 4709.4446 | 4741.4011 | 4773.4748 | 4803.8348
Lct_BB006 | Number | SEPD | System Transformation | Persley | 0 | 0 | 58.0697 | 115.3904 | 171.9585 | 227.7749 | 282.841 | 344.1772 | 404.5079 | 463.8311 | 522.1513 | 566.8681 | 758.2448 | 947.5144 | 1134.6771 | 1319.734 | 1502.6834 | 1662.7925 | 1820.9113 | 1977.0427 | 2131.1869 | 2283.3414 | 2416.1211 | 2548.0108 | 2679.0098 | 2809.1192 | 2938.3394 | 2938.3394 | 2938.3394 | 2938.3394 | 2938.3394 | 2938.3394
Lct_BB007 | Number | SEPD | System Transformation | Persley | 82.2375 | 106.0894 | 115.2525 | 133.1076 | 149.3607 | 166.8465 | 203.068 | 244.3907 | 278.1788 | 308.9072 | 370.5598 | 425.9267 | 486.296 | 546.6416 | 606.9636 | 667.262 | 727.5367 | 775.6714 | 823.7391 | 871.7398 | 919.6736 | 967.5403 | 1030.3087 | 1091.8672 | 1152.7234 | 1213.7639 | 1274.9882 | 1274.8721 | 1278.1218 | 1281.2746 | 1284.0977 | 1286.6228
Lct_BB008 | Number | SEPD | System Transformation | Persley | 0 | 0 | 1.988 | 3.9502 | 5.8867 | 7.7976 | 9.6827 | 11.7825 | 13.8479 | 15.8788 | 17.8753 | 19.8374 | 28.2343 | 36.5388 | 44.751 | 52.8707 | 60.898 | 67.9231 | 74.861 | 81.7115 | 88.4748 | 95.1509 | 100.9768 | 106.7637 | 112.5116 | 118.2205 | 123.8902 | 123.8902 | 123.8902 | 123.8902 | 123.8902 | 123.8902
Lct_BB010b | MW | SEPD | System Transformation | Persley | 0.404 | 0.5885 | 0.8189 | 1.3111 | 1.9093 | 2.7252 | 4.4938 | 6.2513 | 8.0538 | 9.8138 | 11.6597 | 13.4966 | 17.053 | 21.2417 | 26.1727 | 31.7628 | 38.5649 | 47.7715 | 59.0036 | 67.4341 | 73.5185 | 78.0375 | 80.8693 | 82.9237 | 84.0889 | 84.0889 | 84.0889 | 84.0889 | 84.0889 | 84.0889 | 84.0889 | 84.0889
Lct_BB011b | MW | SEPD | System Transformation | Persley | 0.036 | 0.0674 | 0.09998 | 0.17563 | 0.26211 | 0.36265 | 0.48515 | 0.61687 | 0.7742 | 0.96216 | 1.1858 | 1.4516 | 1.8434 | 2.3136 | 2.8653 | 3.4932 | 4.1691 | 4.8859 | 5.6096 | 6.2989 | 6.9156 | 7.4367 | 7.8546 | 8.1772 | 8.4059 | 8.5321 | 8.657 | 8.7821 | 8.9106 | 9.0347 | 9.121 | 9.1902
Lct_BB012b | MW | SEPD | System Transformation | Persley | 0.468 | 0.507 | 0.54602 | 0.64325 | 0.75593 | 0.88857 | 1.052 | 1.23 | 1.4441 | 1.7013 | 2.0079 | 2.3731 | 2.9467 | 3.6392 | 4.4552 | 5.39 | 6.3917 | 7.4608 | 8.5487 | 9.5945 | 10.5426 | 11.3528 | 12.0067 | 12.5078 | 12.8464 | 12.8984 | 12.9198 | 12.929 | 12.929 | 12.929 | 12.929 | 12.929
Lct_BB013b | MW | SEPD | System Transformation | Persley | 0 | 0.0011 | 0.00219 | 0.0041 | 0.00584 | 0.00743 | 0.00897 | 0.0126 | 0.01689 | 0.02197 | 0.02796 | 0.03502 | 0.04766 | 0.06291 | 0.08092 | 0.10167 | 0.12435 | 0.14887 | 0.17431 | 0.19949 | 0.2233 | 0.24495 | 0.26406 | 0.28068 | 0.29453 | 0.30262 | 0.30935 | 0.3148 | 0.31909 | 0.32232 | 0.32232 | 0.32232
Lct_BB014 | Number | SEPD | System Transformation | Persley | 101.2249 | 102.0017 | 114.7002 | 130.2237 | 147.1978 | 166.4071 | 188.4432 | 221.758 | 248.2051 | 277.8072 | 310.5913 | 347.8492 | 399.8345 | 451.0711 | 509.1667 | 574.6059 | 648.1108 | 969.2346 | 1044.0823 | 1126.5247 | 1218.2977 | 1319.1823 | 1365.7222 | 1483.5338 | 1612.0796 | 1755.3347 | 1913.6205 | 2157.5837 | 2431.9454 | 2741.8729 | 3090.5988 | 3483.2893
Other generation | MW | SEPD | System Transformation | Persley | 3.38 | 3.38 | 3.38 | 3.38 | 3.38 | 3.38 | 3.38 | 3.38 | 3.38 | 3.38 | 3.38 | 3.38 | 3.38 | 3.38 | 3.38 | 3.38 | 3.38 | 3.38 | 3.38 | 3.38 | 3.38 | 3.38 | 3.38 | 3.38 | 3.38 | 3.38 | 3.38 | 3.38 | 3.38 | 3.38 | 3.38 | 3.38
Srg_BB001 | MW | SEPD | System Transformation | Persley | 0 | 0.16691 | 0.1836 | 0.20029 | 0.21699 | 0.23368 | 0.25037 | 0.51743 | 0.53412 | 0.55081 | 0.5675 | 0.58419 | 0.65897 | 0.73642 | 0.81653 | 0.89932 | 0.98478 | 1.0048 | 1.0248 | 1.0449 | 1.0649 | 1.0849 | 1.3353 | 1.5857 | 1.836 | 2.0864 | 2.3368 | 2.3368 | 2.3368 | 2.3368 | 2.3368 | 2.3368
Srg_BB002 | MW | SEPD | System Transformation | Persley | 0 | 0 | 0.00071606 | 0.0014874 | 0.0023349 | 0.0032855 | 0.004371 | 0.0096114 | 0.010102 | 0.010585 | 0.011185 | 0.011784 | 0.01238 | 0.012968 | 0.013552 | 0.014135 | 0.014719 | 0.015302 | 0.015814 | 0.016335 | 0.016854 | 0.01738 | 0.022526 | 0.02797 | 0.033664 | 0.039568 | 0.045397 | 0.046122 | 0.046757 | 0.047302 | 0.047758 | 0.048212
Data centres (MW) | MW | SEPD | System Transformation | Peterhead Grange | 0 | 0 | 0 | 0 | 0 | 0 | 0 | 0 | 0 | 0 | 0 | 0 | 0 | 0 | 0 | 0 | 0 | 0 | 0 | 0 | 0 | 0 | 0 | 0 | 0 | 0 | 0 | 0 | 0 | 0 | 0 | 0
Dem_BB001a | Number of homes (cumulative) | SEPD | System Transformation | Peterhead Grange | 0 | 58.2847 | 132.7122 | 179.9182 | 251.14 | 322.3361 | 376.5834 | 429.7712 | 482.8743 | 539.1161 | 592.1896 | 643.6231 | 695.1718 | 744.9969 | 794.1998 | 851.5144 | 892.5144 | 933.4274 | 976.4251 | 1018.3042 | 1059.1009 | 1099.774 | 1120.1473 | 1138.4539 | 1154.7009 | 1168.897 | 1181.0578 | 1191.1889 | 1199.2952 | 1205.3724 | 1209.4237 | 1211.448
Dem_BB002b | Floorspace (m2) (cumulative) | SEPD | System Transformation | Peterhead Grange | 0 | 1.305 | 2.2776 | 2002.9206 | 4170.2781 | 6504.3501 | 7005.1366 | 7505.9532 | 8006.9236 | 8507.9515 | 9009.0369 | 9510.1798 | 9843.9757 | 10011.0167 | 10011.3432 | 10011.622 | 10011.852 | 10012.0245 | 10012.1395 | 10012.197 | 10012.197 | 10012.197 | 10012.197 | 10012.197 | 10012.197 | 10012.197 | 10012.197 | 10012.197 | 10012.197 | 10012.197 | 10012.197 | 10012.197
Domestic direct electric heating | Number | SEPD | System Transformation | Peterhead Grange | 332.2463 | 338.5139 | 346.5043 | 351.5801 | 359.2482 | 366.9163 | 383.6928 | 386.8709 | 390.156 | 393.8607 | 397.092 | 400.0816 | 403.2781 | 406.6326 | 410.0907 | 414.8864 | 419.624 | 424.4875 | 429.2704 | 434.1554 | 439.0295 | 443.9148 | 447.292 | 450.4448 | 453.5027 | 456.4643 | 459.0158 | 461.3021 | 463.3718 | 465.2506 | 466.917 | 468.3967
Gas: Hydrogen peaking | MW | SEPD | System Transformation | Peterhead Grange | 0 | 0 | 0 | 0 | 0 | 0 | 0 | 0 | 0 | 0 | 0 | 0 | 0 | 0 | 0 | 0 | 0 | 0 | 0 | 0 | 0 | 0 | 0 | 0 | 0 | 0 | 0 | 0 | 0 | 0 | 0 | 0
Gen_BB001 | MW | SEPD | System Transformation | Peterhead Grange | 0 | 0 | 0 | 0 | 0 | 0 | 0 | 0 | 0 | 0 | 0 | 0 | 0 | 0 | 0 | 0 | 0 | 0 | 0 | 0 | 0 | 0 | 0 | 0 | 0 | 0 | 0 | 0 | 0 | 0 | 0 | 0
Gen_BB004 | MW | SEPD | System Transformation | Peterhead Grange | 0.05 | 0.05 | 0.05 | 0.05 | 0.05 | 0.05 | 0.05 | 0.05 | 0.05 | 0.05 | 0.05 | 0.05 | 0.05 | 0.05 | 0.05 | 0.05 | 0.05 | 0.05 | 0.05 | 0.05 | 0.05 | 0.05 | 0.05 | 0.05 | 0.05 | 0.0495 | 0.049005 | 0.048025 | 0.047064 | 0.045652 | 0.044283 | 0.042954
Gen_BB005 | MW | SEPD | System Transformation | Peterhead Grange | 0 | 0 | 0 | 0 | 0 | 0 | 0 | 0 | 0 | 0 | 0 | 0 | 0 | 0 | 0 | 0 | 0 | 0 | 0 | 0 | 0 | 0 | 0 | 0 | 0 | 0 | 0 | 0 | 0 | 0 | 0 | 0
Gen_BB006 | MW | SEPD | System Transformation | Peterhead Grange | 0 | 0 | 0 | 0 | 0 | 0 | 0 | 0 | 0 | 0 | 0 | 0 | 0 | 0 | 0 | 0 | 0 | 0 | 0 | 0 | 0 | 0 | 0 | 0 | 0 | 0 | 0 | 0 | 0 | 0 | 0 | 0
Gen_BB008 | MW | SEPD | System Transformation | Peterhead Grange | 0 | 0 | 0 | 0 | 0 | 0 | 0 | 0 | 0 | 0 | 0 | 0 | 0 | 0 | 0 | 0 | 0 | 0 | 0 | 0 | 0 | 0 | 0 | 0 | 0 | 0 | 0 | 0 | 0 | 0 | 0 | 0
Gen_BB010 | MW | SEPD | System Transformation | Peterhead Grange | 0 | 0 | 0 | 0 | 0 | 0 | 0 | 0 | 0 | 0 | 0 | 0 | 0 | 0 | 0 | 0 | 0 | 0 | 0 | 0 | 0 | 0 | 0 | 0 | 0 | 0 | 0 | 0 | 0 | 0 | 0 | 0
Gen_BB011 | MW | SEPD | System Transformation | Peterhead Grange | 0 | 0 | 0 | 0 | 0 | 0 | 0 | 0 | 0 | 0 | 0 | 0 | 0 | 0 | 0 | 0 | 0 | 0 | 0 | 0 | 0 | 0 | 0 | 0 | 0 | 0 | 0 | 0 | 0 | 0 | 0 | 0
Gen_BB012 | MW | SEPD | System Transformation | Peterhead Grange | 0.18516 | 0.18675 | 0.18914 | 0.19214 | 0.19598 | 0.20022 | 0.20524 | 0.37275 | 0.56827 | 0.79454 | 1.0616 | 1.4097 | 1.8129 | 2.2712 | 2.737 | 3.2256 | 3.638 | 3.9819 | 4.1624 | 4.6085 | 4.747 | 4.8831 | 5.0171 | 5.1509 | 5.4041 | 5.653 | 5.9018 | 6.1258 | 6.3251 | 6.4995 | 6.6504 | 6.7776
Gen_BB013 | MW | SEPD | System Transformation | Peterhead Grange | 0.73174 | 0.74663 | 0.77375 | 0.80324 | 0.85022 | 0.906 | 0.96373 | 1.0528 | 1.1439 | 1.2691 | 1.3947 | 1.5212 | 1.6492 | 1.7793 | 1.913 | 2.0537 | 2.1984 | 2.3358 | 2.4739 | 2.6133 | 2.7534 | 2.8941 | 3.0185 | 3.1365 | 3.2493 | 3.345 | 3.4385 | 3.526 | 3.6075 | 3.6831 | 3.7566 | 3.8282
Gen_BB014 | MW | SEPD | System Transformation | Peterhead Grange | 30 | 30 | 30 | 30 | 30 | 30 | 30 | 30 | 30 | 30 | 30 | 30 | 30 | 30 | 30 | 30 | 30 | 30 | 30 | 30 | 30 | 30 | 30 | 30 | 30 | 30 | 30 | 30 | 30 | 30 | 30 | 30
Gen_BB015 | MW | SEPD | System Transformation | Peterhead Grange | 0 | 0 | 0 | 0 | 0 | 0 | 0 | 0 | 0 | 0 | 0 | 0 | 0 | 0 | 0 | 0 | 0 | 0 | 0 | 0 | 0 | 0 | 0 | 0 | 0 | 0 | 0 | 0 | 0 | 0 | 0 | 0
Gen_BB016 | MW | SEPD | System Transformation | Peterhead Grange | 0.85 | 0.85 | 0.85 | 0.85 | 0.85 | 0.85 | 0.85 | 0.85 | 0.85 | 0.85 | 0.85 | 0.85 | 0.85 | 0.85 | 0.85 | 0.85 | 0.85 | 0.85 | 1.275 | 1.275 | 1.275 | 1.275 | 1.275 | 1.275 | 1.275 | 1.275 | 1.275 | 1.275 | 1.275 | 1.275 | 1.275 | 1.275
Gen_BB017 | MW | SEPD | System Transformation | Peterhead Grange | 0 | 0 | 0 | 0 | 0 | 0 | 0 | 0 | 0 | 0 | 0 | 0 | 0 | 0 | 0 | 0 | 0 | 0 | 0 | 0 | 0 | 0 | 0 | 0 | 0 | 0 | 0 | 0 | 0 | 0 | 0 | 0
Gen_BB018 | MW | SEPD | System Transformation | Peterhead Grange | 0 | 0 | 0 | 0 | 0 | 0 | 0 | 0 | 0 | 0 | 0 | 0 | 0 | 0 | 0 | 0 | 0 | 0 | 0 | 0 | 0 | 0 | 0 | 0 | 0 | 0 | 0 | 0 | 0 | 0 | 0 | 0
Hydrogen electrolysis | MW | SEPD | System Transformation | Peterhead Grange | 0 | 0 | 0 | 0 | 0 | 0 | 0 | 0 | 0 | 0 | 0 | 0 | 0 | 0 | 0 | 0 | 0 | 0 | 0 | 0 | 0 | 0 | 0 | 0 | 0 | 0 | 0 | 0 | 0 | 0 | 0 | 0
Lct_BB001 | Number | SEPD | System Transformation | Peterhead Grange | 30.18 | 42.4273 | 68.0874 | 126.7875 | 204.8223 | 313.4946 | 538.3047 | 946.9899 | 1357.432 | 1770.312 | 2186.0846 | 2605.5695 | 3165.8779 | 3911.4401 | 4736.8253 | 5619.2054 | 6563.7697 | 7506.2379 | 8407.7108 | 9229.622 | 9950.6701 | 10550.279 | 11025.644 | 11345.1533 | 11565.3016 | 11596.2886 | 11774.4276 | 11663.1294 | 11514.9883 | 11299.7082 | 11057.5118 | 10785.5944
Lct_BB003 | Number | SEPD | System Transformation | Peterhead Grange | 0 | 0 | 0.70695 | 1.77 | 3.0469 | 4.6053 | 6.5354 | 8.6718 | 11.4329 | 16.0652 | 21.2643 | 28.1769 | 36.0441 | 45.6125 | 57.4539 | 71.6299 | 88.7133 | 107.9437 | 128.5435 | 149.2834 | 168.8674 | 186.5577 | 202.0255 | 215.4605 | 227.3222 | 238.1881 | 246.7087 | 253.8551 | 260.8964 | 267.1544 | 270.1487 | 272.6551
Lct_BB005 | Number | SEPD | System Transformation | Peterhead Grange | 67.9562 | 81.2692 | 88.3159 | 98.4428 | 108.8828 | 120.3695 | 140.3008 | 163.0125 | 182.7527 | 201.8103 | 239.6558 | 266.3145 | 295.3462 | 324.9233 | 355.1107 | 386.3308 | 418.2088 | 461.3046 | 504.9465 | 548.032 | 591.698 | 636.0449 | 717.253 | 798.9903 | 881.6837 | 963.1455 | 1044.7678 | 1053.2367 | 1061.7825 | 1070.3615 | 1079.0054 | 1087.2854
Lct_BB006 | Number | SEPD | System Transformation | Peterhead Grange | 0 | 0 | 11.7038 | 23.2563 | 34.6581 | 45.9089 | 57.0062 | 69.3696 | 81.5284 | 93.4855 | 105.2391 | 118.9781 | 177.7787 | 235.9336 | 293.4406 | 350.3009 | 406.5137 | 455.7085 | 504.2921 | 552.2656 | 599.6268 | 646.3782 | 687.1747 | 727.6984 | 767.9503 | 807.9282 | 847.6319 | 847.6319 | 847.6319 | 847.6319 | 847.6319 | 847.6319
Lct_BB007 | Number | SEPD | System Transformation | Peterhead Grange | 23.0872 | 29.7834 | 32.3558 | 37.3685 | 41.9313 | 46.8403 | 57.009 | 68.6098 | 78.0954 | 86.7221 | 104.0303 | 119.5739 | 136.5219 | 153.4632 | 170.3979 | 187.3259 | 204.2473 | 217.7605 | 231.255 | 244.7306 | 258.1875 | 271.6254 | 290.1402 | 308.6615 | 326.9775 | 345.3845 | 363.8744 | 360.3078 | 357.8426 | 355.5582 | 353.4731 | 351.1414
Lct_BB008 | Number | SEPD | System Transformation | Peterhead Grange | 0 | 0 | 0.5581 | 1.109 | 1.6526 | 2.1891 | 2.7183 | 3.3078 | 3.8876 | 4.4578 | 5.0182 | 5.5691 | 7.9264 | 10.2578 | 12.5633 | 14.8429 | 17.0965 | 19.0687 | 21.0164 | 22.9396 | 24.8384 | 26.7126 | 28.3481 | 29.9727 | 31.5864 | 33.1891 | 34.7809 | 34.7809 | 34.7809 | 34.7809 | 34.7809 | 34.7809
Lct_BB010b | MW | SEPD | System Transformation | Peterhead Grange | 0.189 | 0.26144 | 0.33045 | 0.48924 | 0.67489 | 0.96493 | 1.7104 | 2.4824 | 3.2148 | 3.9642 | 4.7298 | 5.4842 | 6.9279 | 8.675 | 10.7101 | 12.9829 | 15.9398 | 21.0843 | 25.2376 | 28.377 | 30.5325 | 32.1008 | 32.8732 | 33.4307 | 33.7873 | 33.7873 | 33.7873 | 33.7873 | 33.7873 | 33.7873 | 33.7873 | 33.7873
Lct_BB011b | MW | SEPD | System Transformation | Peterhead Grange | 0.028 | 0.041 | 0.05577 | 0.08867 | 0.12729 | 0.17288 | 0.22877 | 0.28989 | 0.36296 | 0.45073 | 0.55553 | 0.68122 | 0.85362 | 1.0607 | 1.3053 | 1.5862 | 1.8973 | 2.2344 | 2.5844 | 2.9318 | 3.26 | 3.5604 | 3.8299 | 4.072 | 4.2885 | 4.4792 | 4.6679 | 4.8569 | 5.0512 | 5.2385 | 5.3688 | 5.4733
Lct_BB012b | MW | SEPD | System Transformation | Peterhead Grange | 0.158 | 0.1595 | 0.16122 | 0.16955 | 0.18032 | 0.19309 | 0.2086 | 0.22548 | 0.24605 | 0.27086 | 0.30051 | 0.33582 | 0.39385 | 0.46338 | 0.54467 | 0.63719 | 0.73485 | 0.8384 | 0.94299 | 1.0429 | 1.1331 | 1.21 | 1.2714 | 1.3177 | 1.3476 | 1.3579 | 1.3641 | 1.3668 | 1.3668 | 1.3668 | 1.3668 | 1.3668
Lct_BB013b | MW | SEPD | System Transformation | Peterhead Grange | 0 | 0 | 0 | 0 | 0 | 0 | 0 | 0 | 0 | 0 | 0 | 0 | 0 | 0 | 0 | 0 | 0 | 0 | 0 | 0 | 0 | 0 | 0 | 0 | 0 | 0 | 0 | 0 | 0 | 0 | 0 | 0
Lct_BB014 | Number | SEPD | System Transformation | Peterhead Grange | 7.3978 | 7.4546 | 8.3826 | 9.5171 | 10.7576 | 12.1615 | 13.7719 | 24.0942 | 26.9677 | 30.184 | 33.746 | 37.7941 | 57.3923 | 64.7469 | 73.0859 | 82.4791 | 93.03 | 139.1242 | 149.8678 | 161.7017 | 174.8748 | 189.3558 | 216.858 | 235.5648 | 255.9761 | 278.7231 | 303.8567 | 342.5947 | 386.1596 | 435.3718 | 490.7447 | 553.0986
Other generation | MW | SEPD | System Transformation | Peterhead Grange | 0 | 0 | 0 | 0 | 0 | 0 | 0 | 0 | 0 | 0 | 0 | 0 | 0 | 0 | 0 | 0 | 0 | 0 | 0 | 0 | 0 | 0 | 0 | 0 | 0 | 0 | 0 | 0 | 0 | 0 | 0 | 0
Srg_BB001 | MW | SEPD | System Transformation | Peterhead Grange | 0 | 0.073735 | 0.081108 | 0.088482 | 0.095855 | 0.10323 | 0.1106 | 0.22858 | 0.23595 | 0.24332 | 0.2507 | 0.25807 | 0.29111 | 0.32532 | 0.36071 | 0.39728 | 0.43504 | 0.44388 | 0.45273 | 0.46158 | 0.47043 | 0.47928 | 0.58988 | 0.70048 | 0.81108 | 0.92169 | 1.0323 | 1.0323 | 1.0323 | 1.0323 | 1.0323 | 1.0323
Srg_BB002 | MW | SEPD | System Transformation | Peterhead Grange | 0 | 0 | 0.00029497 | 0.00060137 | 0.0009238 | 0.0012699 | 0.001647 | 0.0033304 | 0.0034786 | 0.0036211 | 0.0037948 | 0.0039655 | 0.0041331 | 0.0042965 | 0.0044572 | 0.0046162 | 0.0047743 | 0.0049309 | 0.0050678 | 0.0052063 | 0.0053437 | 0.0054821 | 0.0068317 | 0.0082543 | 0.0097376 | 0.011272 | 0.012785 | 0.012973 | 0.013137 | 0.013278 | 0.013396 | 0.013513
Data centres (MW) | MW | SEPD | System Transformation | Port Ann | 0 | 0 | 0 | 0 | 0 | 0 | 0 | 0 | 0 | 0 | 0 | 0 | 0 | 0 | 0 | 0 | 0 | 0 | 0 | 0 | 0 | 0 | 0 | 0 | 0 | 0 | 0 | 0 | 0 | 0 | 0 | 0
Dem_BB001a | Number of homes (cumulative) | SEPD | System Transformation | Port Ann | 0 | 19 | 82 | 162 | 260 | 346 | 415 | 458 | 490 | 518 | 547 | 576 | 597 | 609 | 616 | 623 | 626 | 627.8223 | 629.7208 | 631.5125 | 632.23 | 632.9199 | 633.3025 | 633.6169 | 633.87 | 634.0711 | 634.2359 | 634.3703 | 634.4792 | 634.5583 | 634.6109 | 634.6358
Dem_BB002b | Floorspace (m2) (cumulative) | SEPD | System Transformation | Port Ann | 0 | 0 | 18830 | 30077 | 56144 | 84243.5 | 114375.5 | 153400 | 175378.6667 | 198324 | 210636 | 222948 | 234390 | 242992.5 | 249562.5 | 254100 | 256033.3333 | 257000 | 257000 | 257000 | 257000 | 257000 | 257000 | 257000 | 257000 | 257000 | 257000 | 257000 | 257000 | 257000 | 257000 | 257000
Domestic direct electric heating | Number | SEPD | System Transformation | Port Ann | 3711.3141 | 3713.3582 | 3720.1669 | 3728.8074 | 3739.3918 | 3748.68 | 3711.1715 | 3684.4402 | 3656.6792 | 3628.8154 | 3601.4667 | 3574.4874 | 3547.171 | 3519.4245 | 3488.3658 | 3467.1247 | 3442.6177 | 3418.544 | 3394.3437 | 3370.6343 | 3347.354 | 3324.931 | 3303.4901 | 3282.3919 | 3261.54 | 3241.1698 | 3220.9198 | 3200.8344 | 3181.0047 | 3161.3822 | 3142.0151 | 3122.8553
Gas: Hydrogen peaking | MW | SEPD | System Transformation | Port Ann | 0 | 0 | 0 | 0 | 0 | 0 | 0 | 0 | 0 | 0 | 0 | 0 | 0 | 0 | 0 | 0 | 0 | 0 | 0 | 0 | 0 | 0 | 0 | 0 | 0 | 0 | 0 | 0 | 0 | 0 | 0 | 0
Gen_BB001 | MW | SEPD | System Transformation | Port Ann | 0 | 0 | 0 | 0 | 0 | 0 | 0 | 0 | 0 | 0 | 0 | 0 | 0 | 0 | 0 | 0 | 0 | 0 | 0 | 0 | 0 | 0 | 0 | 0 | 0 | 0 | 0 | 0 | 0 | 0 | 0 | 0
Gen_BB004 | MW | SEPD | System Transformation | Port Ann | 0 | 0 | 0 | 0 | 0 | 0 | 0 | 0 | 0 | 0 | 0 | 0 | 0 | 0 | 0 | 0 | 0 | 0 | 0 | 0 | 0 | 0 | 0 | 0 | 0 | 0 | 0 | 0 | 0 | 0 | 0 | 0
Gen_BB005 | MW | SEPD | System Transformation | Port Ann | 0 | 0 | 0 | 0 | 0 | 0 | 0 | 0 | 0 | 0 | 0 | 0 | 0 | 0 | 0 | 0 | 0 | 0 | 0 | 0 | 0 | 0 | 0 | 0 | 0 | 0 | 0 | 0 | 0 | 0 | 0 | 0
Gen_BB006 | MW | SEPD | System Transformation | Port Ann | 0 | 0 | 0 | 0 | 0 | 0 | 0 | 0 | 0 | 0 | 0 | 0 | 0 | 0 | 0 | 0 | 0 | 0 | 0 | 0 | 0 | 0 | 0 | 0 | 0 | 0 | 0 | 0 | 0 | 0 | 0 | 0
Gen_BB008 | MW | SEPD | System Transformation | Port Ann | 0 | 0 | 0 | 0 | 0 | 0 | 0 | 0 | 0 | 0 | 0 | 0 | 0 | 0 | 0 | 0 | 0 | 0 | 0 | 0 | 0 | 0 | 0 | 0 | 0 | 0 | 0 | 0 | 0 | 0 | 0 | 0
Gen_BB010 | MW | SEPD | System Transformation | Port Ann | 5.6 | 5.6 | 5.6 | 5.6 | 5.6 | 5.6 | 5.6 | 5.6 | 5.6 | 5.6 | 5.6 | 5.6 | 5.6 | 5.6 | 5.6 | 5.6 | 5.6 | 5.6 | 5.6 | 5.6 | 5.6 | 5.6 | 5.6 | 5.6 | 5.6 | 5.6 | 5.6 | 5.6 | 5.6 | 5.6 | 5.6 | 5.6
Gen_BB011 | MW | SEPD | System Transformation | Port Ann | 0 | 0 | 0 | 0 | 0 | 0 | 5.985 | 5.985 | 5.985 | 5.985 | 5.985 | 5.985 | 5.985 | 5.985 | 5.985 | 5.985 | 5.985 | 5.985 | 5.985 | 5.985 | 5.985 | 5.985 | 5.985 | 5.985 | 5.985 | 5.985 | 5.985 | 5.985 | 5.985 | 5.985 | 5.985 | 5.985
Gen_BB012 | MW | SEPD | System Transformation | Port Ann | 0.0299 | 0.03138 | 0.033593 | 0.03632 | 0.039753 | 0.043464 | 0.047761 | 0.055787 | 0.063109 | 0.07404 | 0.085085 | 0.096162 | 0.10723 | 0.11834 | 0.1295 | 0.14076 | 0.15205 | 0.16209 | 0.17224 | 0.18234 | 0.1925 | 0.20274 | 0.21253 | 0.22173 | 0.23035 | 0.23664 | 0.24292 | 0.24862 | 0.25375 | 0.2583 | 0.26287 | 0.26745
Gen_BB013 | MW | SEPD | System Transformation | Port Ann | 0.68585 | 0.69299 | 0.71253 | 0.74413 | 0.79178 | 0.8441 | 0.89758 | 0.9569 | 1.0111 | 1.1229 | 1.2363 | 1.3503 | 1.4584 | 1.5605 | 1.6607 | 1.7622 | 1.8658 | 1.9611 | 2.0539 | 2.1487 | 2.2452 | 2.3477 | 2.4531 | 2.5547 | 2.6517 | 2.733 | 2.8143 | 2.8911 | 2.9637 | 3.0321 | 3.1005 | 3.1692
Gen_BB014 | MW | SEPD | System Transformation | Port Ann | 0 | 0 | 0 | 0 | 0 | 0 | 0 | 0 | 0 | 0 | 0 | 0 | 0 | 0 | 0 | 0 | 0 | 0 | 0 | 0 | 0 | 0 | 0 | 0 | 0 | 0 | 0 | 0 | 0 | 0 | 0 | 0
Gen_BB015 | MW | SEPD | System Transformation | Port Ann | 29.95 | 29.95 | 29.95 | 29.95 | 29.95 | 29.95 | 29.95 | 29.95 | 29.95 | 31.6137 | 33.6478 | 35.2711 | 38.8547 | 43.5517 | 45.1404 | 47.9157 | 49.4764 | 52.1306 | 57.2627 | 59.8453 | 62.3132 | 66.1886 | 67.9112 | 69.1459 | 70.3718 | 71.5879 | 72.7938 | 74.0212 | 75.2709 | 76.5431 | 77.8381 | 79.1565
Gen_BB016 | MW | SEPD | System Transformation | Port Ann | 3.7168 | 3.7168 | 3.7202 | 3.7253 | 3.7341 | 3.7533 | 3.819 | 3.8603 | 3.9045 | 3.9509 | 3.999 | 4.048 | 4.0978 | 4.1729 | 4.2474 | 4.3465 | 4.4172 | 4.5106 | 4.7787 | 4.8455 | 5.5741 | 6.0507 | 6.5513 | 6.5914 | 6.6287 | 6.6631 | 6.695 | 6.7237 | 6.7496 | 6.7729 | 6.7938 | 6.8116
Gen_BB017 | MW | SEPD | System Transformation | Port Ann | 0 | 0 | 0 | 0 | 0 | 0 | 0 | 0 | 0 | 0 | 0 | 0 | 0 | 0 | 0 | 0 | 0 | 0 | 0 | 0 | 0 | 0 | 0 | 0 | 0 | 0 | 0 | 0 | 0 | 0 | 0 | 0
Gen_BB018 | MW | SEPD | System Transformation | Port Ann | 38.8055 | 38.8055 | 38.9305 | 38.9305 | 39.0487 | 40.1043 | 40.3236 | 40.6433 | 40.914 | 41.2602 | 41.5301 | 41.8778 | 42.1477 | 42.4939 | 42.8416 | 43.1107 | 43.4592 | 43.7229 | 44.0581 | 44.3117 | 44.6384 | 44.9589 | 45.1992 | 45.5119 | 45.82 | 46.0487 | 46.3497 | 46.6484 | 46.9432 | 47.1571 | 47.4457 | 47.7102
Hydrogen electrolysis | MW | SEPD | System Transformation | Port Ann | 0 | 0 | 0 | 0 | 0 | 0 | 0 | 0 | 0 | 0 | 0 | 0 | 0 | 0 | 0 | 0 | 0 | 0 | 0 | 0 | 0 | 0 | 0 | 0 | 0 | 0 | 0 | 0.7 | 0.7 | 1.4 | 1.4 | 1.4
Lct_BB001 | Number | SEPD | System Transformation | Port Ann | 33.7494 | 47.4139 | 75.6288 | 140.3954 | 225.9582 | 344.9714 | 576.101 | 920.3934 | 1265.699 | 1612.5426 | 1961.0752 | 2311.8169 | 2807.8557 | 3473.9061 | 4215.1855 | 5012.3028 | 5871.904 | 6734.1629 | 7562.7592 | 8320.8835 | 8985.874 | 9537.7459 | 9973.3748 | 10269.1633 | 10468.4866 | 10480.6649 | 10608.6403 | 10502.2862 | 10361.9636 | 10159.5312 | 9933.3138 | 9682.293
Lct_BB003 | Number | SEPD | System Transformation | Port Ann | 0 | 0 | 0 | 0 | 0 | 0 | 0 | 0 | 0 | 0 | 0 | 0 | 0.037208 | 0.074232 | 0.12047 | 0.17797 | 0.2491 | 0.33637 | 0.44282 | 0.57156 | 0.72529 | 0.90649 | 1.117 | 1.3574 | 1.6255 | 1.9199 | 2.2335 | 2.5557 | 2.8813 | 3.197 | 3.4948 | 3.7678
Lct_BB005 | Number | SEPD | System Transformation | Port Ann | 314.3717 | 391.2285 | 422.7878 | 482.8059 | 538.5317 | 598.8994 | 719.8811 | 857.5446 | 973.3406 | 1081.8214 | 1304.3007 | 1511.5041 | 1737.73 | 1964.851 | 2193.3791 | 2423.4058 | 2652.3115 | 2825.3322 | 2998.8416 | 3172.1166 | 3345.5505 | 3519.7545 | 3738.4074 | 3958.5321 | 4181.1952 | 4406.3026 | 4632.6174 | 4638.969 | 4645.6836 | 4652.7612 | 4660.2678 | 4667.8578
Lct_BB006 | Number | SEPD | System Transformation | Port Ann | 0 | 0 | 0 | 0 | 0 | 0 | 0 | 0 | 0 | 0 | 0 | 0 | 0 | 0 | 0 | 0 | 0 | 0 | 0 | 0 | 0 | 0 | 0 | 0 | 0 | 0 | 0 | 0 | 0 | 0 | 0 | 0
Lct_BB007 | Number | SEPD | System Transformation | Port Ann | 0 | 0 | 0 | 0 | 0 | 0 | 0 | 0 | 0 | 0 | 0 | 0 | 0 | 0 | 0 | 0 | 0 | 0 | 0 | 0 | 0 | 0 | 0 | 0 | 0 | 0 | 0 | 0 | 0 | 0 | 0 | 0
Lct_BB008 | Number | SEPD | System Transformation | Port Ann | 0 | 0 | 0 | 0 | 0 | 0 | 0 | 0 | 0 | 0 | 0 | 0 | 0 | 0 | 0 | 0 | 0 | 0 | 0 | 0 | 0 | 0 | 0 | 0 | 0 | 0 | 0 | 0 | 0 | 0 | 0 | 0
Lct_BB010b | MW | SEPD | System Transformation | Port Ann | 0.084 | 0.15099 | 0.20686 | 0.37373 | 0.61671 | 0.9042 | 1.7036 | 2.4453 | 3.1492 | 4.0441 | 4.809 | 5.5721 | 7.0979 | 8.7763 | 10.8366 | 13.2568 | 15.8484 | 20.5501 | 26.7079 | 30.2173 | 32.6435 | 34.0904 | 35.2332 | 35.7386 | 35.99 | 35.99 | 35.99 | 35.99 | 35.99 | 35.99 | 35.99 | 35.99
Lct_BB011b | MW | SEPD | System Transformation | Port Ann | 0.014 | 0.018 | 0.03169 | 0.05243 | 0.07607 | 0.10445 | 0.1386 | 0.17634 | 0.22087 | 0.27406 | 0.33784 | 0.41346 | 0.52274 | 0.65318 | 0.80743 | 0.98339 | 1.1747 | 1.3793 | 1.588 | 1.7897 | 1.9747 | 2.1365 | 2.2729 | 2.3863 | 2.4766 | 2.5428 | 2.6083 | 2.6739 | 2.7415 | 2.8066 | 2.8519 | 2.8881
Lct_BB012b | MW | SEPD | System Transformation | Port Ann | 0.966 | 0.9671 | 0.96822 | 0.97396 | 0.98139 | 0.9903 | 1.0008 | 1.0137 | 1.0294 | 1.0486 | 1.0716 | 1.099 | 1.1442 | 1.1988 | 1.2631 | 1.3373 | 1.4161 | 1.5007 | 1.5872 | 1.6712 | 1.748 | 1.8144 | 1.8689 | 1.9114 | 1.9405 | 1.952 | 1.9591 | 1.9621 | 1.9621 | 1.9621 | 1.9621 | 1.9621
Lct_BB013b | MW | SEPD | System Transformation | Port Ann | 0 | 0.0024 | 0.00477 | 0.00895 | 0.01276 | 0.01624 | 0.0196 | 0.02755 | 0.03693 | 0.04804 | 0.06114 | 0.07658 | 0.10426 | 0.13762 | 0.17705 | 0.22246 | 0.27208 | 0.32575 | 0.38141 | 0.43652 | 0.48862 | 0.53599 | 0.5778 | 0.61415 | 0.64447 | 0.66216 | 0.67689 | 0.68882 | 0.6982 | 0.70529 | 0.70529 | 0.70529
Lct_BB014 | Number | SEPD | System Transformation | Port Ann | 5.6217 | 5.6648 | 6.37 | 7.2321 | 8.1748 | 9.2416 | 10.4654 | 10.8012 | 12.0894 | 13.5312 | 15.128 | 16.9428 | 18.4543 | 20.8192 | 23.5006 | 26.5209 | 29.9135 | 44.735 | 48.1896 | 51.9947 | 56.2305 | 60.8868 | 73.0737 | 79.3773 | 86.2552 | 93.9201 | 102.3893 | 115.4427 | 130.1226 | 146.7054 | 165.3642 | 186.3753
Other generation | MW | SEPD | System Transformation | Port Ann | 0 | 0 | 0 | 0 | 0 | 0 | 0 | 0 | 0 | 0 | 0 | 0 | 0 | 0 | 0 | 0 | 0 | 0 | 0 | 0 | 0 | 0 | 0 | 0 | 0 | 0 | 0 | 0 | 0 | 0 | 0 | 0
Srg_BB001 | MW | SEPD | System Transformation | Port Ann | 0 | 0.10675 | 0.12344 | 0.14057 | 0.15733 | 0.17442 | 0.19466 | 0.43646 | 0.48934 | 0.54284 | 0.59604 | 0.66037 | 0.85954 | 1.0626 | 1.2683 | 1.4728 | 1.6925 | 1.8684 | 2.0459 | 2.2235 | 2.4036 | 2.5814 | 2.8155 | 3.0501 | 3.283 | 3.5155 | 3.7484 | 3.7508 | 3.7531 | 3.7554 | 3.7575 | 3.7597
Srg_BB002 | MW | SEPD | System Transformation | Port Ann | 0 | 0 | 0.00027344 | 0.00055519 | 0.00084871 | 0.0011604 | 0.0014959 | 0.002961 | 0.0030875 | 0.0032119 | 0.0033662 | 0.0035201 | 0.0036732 | 0.0038241 | 0.0039739 | 0.0041233 | 0.0042731 | 0.0044223 | 0.0045535 | 0.0046868 | 0.0048197 | 0.0049543 | 0.006271 | 0.0076635 | 0.0091197 | 0.010629 | 0.01212 | 0.012305 | 0.012467 | 0.012607 | 0.012724 | 0.012839
Data centres (MW) | MW | SEPD | System Transformation | Quoich | 0 | 0 | 0 | 0 | 0 | 0 | 0 | 0 | 0 | 0 | 0 | 0 | 0 | 0 | 0 | 0 | 0 | 0 | 0 | 0 | 0 | 0 | 0 | 0 | 0 | 0 | 0 | 0 | 0 | 0 | 0 | 0
Dem_BB001a | Number of homes (cumulative) | SEPD | System Transformation | Quoich | 0 | 0 | 0 | 0 | 0 | 0 | 0 | 0 | 0 | 0 | 0 | 0 | 0 | 0 | 0 | 0 | 0 | 0.0092426 | 0.019342 | 0.028241 | 0.036305 | 0.050446 | 0.058288 | 0.064731 | 0.069919 | 0.07404 | 0.077417 | 0.080171 | 0.082404 | 0.084026 | 0.085103 | 0.085614
Dem_BB002b | Floorspace (m2) (cumulative) | SEPD | System Transformation | Quoich | 0 | 0 | 0 | 0 | 0 | 0 | 0 | 0 | 0 | 0 | 0 | 0 | 0 | 0 | 0 | 0 | 0 | 0 | 0 | 0 | 0 | 0 | 0 | 0 | 0 | 0 | 0 | 0 | 0 | 0 | 0 | 0
Domestic direct electric heating | Number | SEPD | System Transformation | Quoich | 18.4581 | 18.4581 | 18.4581 | 18.4581 | 18.4581 | 18.4581 | 18.398 | 18.3686 | 18.3395 | 18.3106 | 18.2821 | 18.2538 | 18.2258 | 18.1981 | 18.1181 | 18.0786 | 18.0328 | 17.9875 | 17.9426 | 17.8981 | 17.8541 | 17.8106 | 17.7675 | 17.7248 | 17.6825 | 17.6407 | 17.5993 | 17.5583 | 17.5177 | 17.4775 | 17.4377 | 17.3983
Gas: Hydrogen peaking | MW | SEPD | System Transformation | Quoich | 0 | 0 | 0 | 0 | 0 | 0 | 0 | 0 | 0 | 0 | 0 | 0 | 0 | 0 | 0 | 0 | 0 | 0 | 0 | 0 | 0 | 0 | 0 | 0 | 0 | 0 | 0 | 0 | 0 | 0 | 0 | 0
Gen_BB001 | MW | SEPD | System Transformation | Quoich | 0 | 0 | 0 | 0 | 0 | 0 | 0 | 0 | 0 | 0 | 0 | 0 | 0 | 0 | 0 | 0 | 0 | 0 | 0 | 0 | 0 | 0 | 0 | 0 | 0 | 0 | 0 | 0 | 0 | 0 | 0 | 0
Gen_BB004 | MW | SEPD | System Transformation | Quoich | 0 | 0 | 0 | 0 | 0 | 0 | 0 | 0 | 0 | 0 | 0 | 0 | 0 | 0 | 0 | 0 | 0 | 0 | 0 | 0 | 0 | 0 | 0 | 0 | 0 | 0 | 0 | 0 | 0 | 0 | 0 | 0
Gen_BB005 | MW | SEPD | System Transformation | Quoich | 0 | 0 | 0 | 0 | 0 | 0 | 0 | 0 | 0 | 0 | 0 | 0 | 0 | 0 | 0 | 0 | 0 | 0 | 0 | 0 | 0 | 0 | 0 | 0 | 0 | 0 | 0 | 0 | 0 | 0 | 0 | 0
Gen_BB006 | MW | SEPD | System Transformation | Quoich | 0 | 0 | 0 | 0 | 0 | 0 | 0 | 0 | 0 | 0 | 0 | 0 | 0 | 0 | 0 | 0 | 0 | 0 | 0 | 0 | 0 | 0 | 0 | 0 | 0 | 0 | 0 | 0 | 0 | 0 | 0 | 0
Gen_BB008 | MW | SEPD | System Transformation | Quoich | 0 | 0 | 0 | 0 | 0 | 0 | 0 | 0 | 0 | 0 | 0 | 0 | 0 | 0 | 0 | 0 | 0 | 0 | 0 | 0 | 0 | 0 | 0 | 0 | 0 | 0 | 0 | 0 | 0 | 0 | 0 | 0
Gen_BB010 | MW | SEPD | System Transformation | Quoich | 0 | 0 | 0 | 0 | 0 | 0 | 0 | 0 | 0 | 0 | 0 | 0 | 0 | 0 | 0 | 0 | 0 | 0 | 0 | 0 | 0 | 0 | 0 | 0 | 0 | 0 | 0 | 0 | 0 | 0 | 0 | 0
Gen_BB011 | MW | SEPD | System Transformation | Quoich | 0 | 0 | 0 | 0 | 0 | 0 | 0 | 0 | 0 | 0 | 0 | 0 | 0 | 0 | 0 | 0 | 0 | 0 | 0 | 0 | 0 | 0 | 0 | 0 | 0 | 0 | 0 | 0 | 0 | 0 | 0 | 0
Gen_BB012 | MW | SEPD | System Transformation | Quoich | 0 | 8.498e-07 | 2.0978e-06 | 3.5972e-06 | 5.4256e-06 | 7.3271e-06 | 9.4324e-06 | 1.3099e-05 | 1.6158e-05 | 2.4553e-05 | 3.3803e-05 | 4.3602e-05 | 5.3862e-05 | 6.4483e-05 | 7.5384e-05 | 8.6656e-05 | 9.8166e-05 | 0.00010852 | 0.00011905 | 0.00012971 | 0.00014049 | 0.00015146 | 0.00016207 | 0.00017209 | 0.0001815 | 0.00018827 | 0.00019511 | 0.00020127 | 0.00020674 | 0.00021161 | 0.00021643 | 0.00022128
Gen_BB013 | MW | SEPD | System Transformation | Quoich | 0.00039674 | 0.0003968 | 0.0003968 | 0.00039684 | 0.00039685 | 0.00039697 | 0.00039709 | 0.00039743 | 0.00039794 | 0.00050546 | 0.00061137 | 0.00071466 | 0.00081652 | 0.00091689 | 0.0010157 | 0.0011149 | 0.0012134 | 0.0013003 | 0.0013873 | 0.0014747 | 0.0015623 | 0.0016509 | 0.0017356 | 0.0018146 | 0.0018878 | 0.0019387 | 0.00199 | 0.0020353 | 0.0020747 | 0.0021092 | 0.0021429 | 0.0021767
Gen_BB014 | MW | SEPD | System Transformation | Quoich | 0 | 0 | 0 | 0 | 0 | 0 | 0 | 0 | 0 | 0 | 0 | 0 | 0 | 0 | 0 | 0 | 0 | 0 | 0 | 0 | 0 | 0 | 0 | 0 | 0 | 0 | 0 | 0 | 0 | 0 | 0 | 0
Gen_BB015 | MW | SEPD | System Transformation | Quoich | 0 | 0 | 0 | 0 | 0 | 0 | 0 | 0 | 0 | 0 | 0 | 0 | 0 | 0 | 0 | 0 | 0 | 0 | 0 | 0 | 0 | 0 | 0 | 0 | 0 | 0 | 0 | 0 | 0 | 0 | 0 | 0
Gen_BB016 | MW | SEPD | System Transformation | Quoich | 0 | 0 | 0 | 0 | 0 | 0 | 0 | 0 | 0 | 0 | 0 | 0 | 0 | 0 | 0 | 0 | 0 | 0 | 0 | 0 | 0 | 0 | 0 | 0 | 0 | 0 | 0 | 0 | 0 | 0 | 0 | 0
Gen_BB017 | MW | SEPD | System Transformation | Quoich | 0 | 0 | 0 | 0 | 0 | 0 | 0 | 0 | 0 | 0 | 0 | 0 | 0 | 0 | 0 | 0 | 0 | 0 | 0 | 0 | 0 | 0 | 0 | 0 | 0 | 0 | 0 | 0 | 0 | 0 | 0 | 0
Gen_BB018 | MW | SEPD | System Transformation | Quoich | 0 | 0.7 | 1.2 | 1.2 | 1.2 | 1.2 | 1.2 | 1.2 | 1.2 | 1.2 | 1.2 | 1.2 | 1.2 | 1.2 | 1.2 | 1.2 | 1.2 | 1.2 | 1.2 | 1.2 | 1.2 | 1.2 | 1.2 | 1.2 | 1.2 | 1.2 | 1.2 | 1.2 | 1.2 | 1.2 | 1.2 | 1.2
Hydrogen electrolysis | MW | SEPD | System Transformation | Quoich | 0 | 0 | 0 | 0 | 0 | 0 | 0 | 0 | 0 | 0 | 0 | 0 | 0 | 0 | 0 | 0 | 0 | 0 | 0 | 0 | 0 | 0 | 0 | 0 | 0 | 0 | 0 | 0 | 0 | 0 | 0 | 0
Lct_BB001 | Number | SEPD | System Transformation | Quoich | 0.1872 | 0.2513 | 0.3675 | 0.6561 | 1.016 | 1.5092 | 2.7471 | 4.1631 | 5.5671 | 6.9806 | 8.3836 | 9.7949 | 12.223 | 15.2497 | 18.7115 | 22.5602 | 26.8599 | 31.3013 | 35.671 | 39.7516 | 43.347 | 46.3099 | 48.6466 | 50.3185 | 51.3762 | 51.1525 | 50.996 | 50.3857 | 49.591 | 48.4676 | 47.2422 | 45.9457
Lct_BB003 | Number | SEPD | System Transformation | Quoich | 0 | 0 | 0 | 0 | 0 | 0 | 0 | 0 | 0 | 0 | 0 | 0 | 0 | 0 | 0 | 0 | 0 | 0 | 0 | 0 | 0 | 0 | 0 | 0 | 0 | 0 | 0 | 0 | 0 | 0 | 0 | 0
Lct_BB005 | Number | SEPD | System Transformation | Quoich | 4.419 | 4.5822 | 4.6559 | 4.7779 | 4.8948 | 5.0269 | 5.3091 | 5.626 | 5.904 | 6.177 | 6.7879 | 7.8471 | 9.01 | 10.1779 | 11.36 | 12.5429 | 13.7301 | 14.6349 | 15.537 | 16.449 | 17.3559 | 18.272 | 19.4242 | 20.582 | 21.756 | 22.938 | 24.136 | 24.136 | 24.136 | 24.136 | 24.136 | 24.136
Lct_BB006 | Number | SEPD | System Transformation | Quoich | 0 | 0 | 0 | 0 | 0 | 0 | 0 | 0 | 0 | 0 | 0 | 0 | 0 | 0 | 0 | 0 | 0 | 0 | 0 | 0 | 0 | 0 | 0 | 0 | 0 | 0 | 0 | 0 | 0 | 0 | 0 | 0
Lct_BB007 | Number | SEPD | System Transformation | Quoich | 0 | 0 | 0 | 0 | 0 | 0 | 0 | 0 | 0 | 0 | 0 | 0 | 0 | 0 | 0 | 0 | 0 | 0 | 0 | 0 | 0 | 0 | 0 | 0 | 0 | 0 | 0 | 0 | 0 | 0 | 0 | 0
Lct_BB008 | Number | SEPD | System Transformation | Quoich | 0 | 0 | 0 | 0 | 0 | 0 | 0 | 0 | 0 | 0 | 0 | 0 | 0 | 0 | 0 | 0 | 0 | 0 | 0 | 0 | 0 | 0 | 0 | 0 | 0 | 0 | 0 | 0 | 0 | 0 | 0 | 0
Lct_BB010b | MW | SEPD | System Transformation | Quoich | 0 | 0 | 0 | 0 | 0.0014 | 0.0028 | 0.007 | 0.0168 | 0.0182 | 0.0322 | 0.0364 | 0.0406 | 0.0532 | 0.0588 | 0.0728 | 0.0938 | 0.1092 | 0.1274 | 0.217 | 0.2324 | 0.2324 | 0.2324 | 0.2324 | 0.2324 | 0.2324 | 0.2324 | 0.2324 | 0.2324 | 0.2324 | 0.2324 | 0.2324 | 0.2324
Lct_BB011b | MW | SEPD | System Transformation | Quoich | 0 | 0 | 0.00014 | 0.0003 | 0.00046 | 0.00069 | 0.00092 | 0.00121 | 0.00153 | 0.00192 | 0.00238 | 0.00291 | 0.00373 | 0.00476 | 0.00595 | 0.0073 | 0.00872 | 0.01021 | 0.01169 | 0.0131 | 0.01429 | 0.01527 | 0.016 | 0.0165 | 0.01673 | 0.01673 | 0.01673 | 0.01673 | 0.01673 | 0.01673 | 0.01673 | 0.01673
Lct_BB012b | MW | SEPD | System Transformation | Quoich | 0 | 0 | 0 | 0.00014 | 0.00035 | 0.00061 | 0.00093 | 0.00119 | 0.00151 | 0.00188 | 0.00232 | 0.00283 | 0.0037 | 0.00471 | 0.00584 | 0.00708 | 0.00831 | 0.00955 | 0.01073 | 0.01177 | 0.01263 | 0.01327 | 0.01368 | 0.01389 | 0.01389 | 0.01389 | 0.01389 | 0.01389 | 0.01389 | 0.01389 | 0.01389 | 0.01389
Lct_BB013b | MW | SEPD | System Transformation | Quoich | 0 | 0.0002 | 0.00043 | 0.00081 | 0.00115 | 0.00146 | 0.00176 | 0.00247 | 0.00331 | 0.00431 | 0.00549 | 0.00688 | 0.00937 | 0.01237 | 0.01592 | 0.02001 | 0.02448 | 0.02931 | 0.03432 | 0.03928 | 0.04397 | 0.04823 | 0.05199 | 0.05526 | 0.05799 | 0.05958 | 0.06091 | 0.06198 | 0.06282 | 0.06346 | 0.06346 | 0.06346
Lct_BB014 | Number | SEPD | System Transformation | Quoich | 0 | 0 | 0 | 0 | 0 | 0 | 0 | 0 | 0 | 0 | 0 | 0 | 0 | 0 | 0 | 0 | 0 | 0 | 0 | 0 | 0 | 0 | 0 | 0 | 0 | 0 | 0 | 0 | 0 | 0 | 0 | 0
Other generation | MW | SEPD | System Transformation | Quoich | 0 | 0 | 0 | 0 | 0 | 0 | 0 | 0 | 0 | 0 | 0 | 0 | 0 | 0 | 0 | 0 | 0 | 0 | 0 | 0 | 0 | 0 | 0 | 0 | 0 | 0 | 0 | 0 | 0 | 0 | 0 | 0
Srg_BB001 | MW | SEPD | System Transformation | Quoich | 0 | 0 | 0 | 0 | 0 | 0 | 0 | 0 | 0 | 0 | 0 | 0 | 0 | 0 | 0 | 0 | 0 | 0 | 0 | 0 | 0 | 0 | 0 | 0 | 0 | 0 | 0 | 0 | 0 | 0 | 0 | 0
Srg_BB002 | MW | SEPD | System Transformation | Quoich | 0 | 0 | 1.5532e-07 | 3.1319e-07 | 4.7482e-07 | 6.432e-07 | 8.2036e-07 | 1.5617e-06 | 1.6233e-06 | 1.6925e-06 | 1.787e-06 | 1.8883e-06 | 1.9949e-06 | 2.1049e-06 | 2.2183e-06 | 2.3351e-06 | 2.4554e-06 | 2.578e-06 | 2.6876e-06 | 2.8011e-06 | 2.9159e-06 | 3.0339e-06 | 4.2023e-06 | 5.4515e-06 | 6.77e-06 | 8.145e-06 | 9.5101e-06 | 9.6807e-06 | 9.8305e-06 | 9.9596e-06 | 1.0068e-05 | 1.0176e-05
Data centres (MW) | MW | SEPD | System Transformation | Rannoch | 0 | 0 | 0 | 0 | 0 | 0 | 0 | 0 | 0 | 0 | 0 | 0 | 0 | 0 | 0 | 0 | 0 | 0 | 0 | 0 | 0 | 0 | 0 | 0 | 0 | 0 | 0 | 0 | 0 | 0 | 0 | 0
Dem_BB001a | Number of homes (cumulative) | SEPD | System Transformation | Rannoch | 0 | 0 | 0 | 0 | 0 | 0 | 0 | 0 | 0 | 0 | 0 | 0 | 0 | 0 | 0 | 0 | 0 | 0.1187 | 0.2484 | 0.36268 | 0.46625 | 0.63408 | 0.72715 | 0.80362 | 0.86518 | 0.91409 | 0.95417 | 0.98686 | 1.0134 | 1.0326 | 1.0454 | 1.0515
Dem_BB002b | Floorspace (m2) (cumulative) | SEPD | System Transformation | Rannoch | 0 | 0 | 0 | 0 | 0 | 0 | 0 | 0 | 0 | 0 | 0 | 0 | 0 | 0 | 0 | 0 | 0 | 0 | 0 | 0 | 0 | 0 | 0 | 0 | 0 | 0 | 0 | 0 | 0 | 0 | 0 | 0
Domestic direct electric heating | Number | SEPD | System Transformation | Rannoch | 136.5901 | 136.5899 | 136.59 | 136.59 | 136.59 | 136.59 | 134.8523 | 134.0007 | 133.1577 | 132.3234 | 131.4976 | 130.6791 | 129.8699 | 129.068 | 128.1713 | 127.5462 | 126.8218 | 126.1048 | 125.3953 | 124.6918 | 123.9965 | 123.3072 | 122.7466 | 122.1906 | 121.6403 | 121.0957 | 120.5561 | 120.0209 | 119.4919 | 118.9676 | 118.4498 | 117.9368
Gas: Hydrogen peaking | MW | SEPD | System Transformation | Rannoch | 0 | 0 | 0 | 0 | 0 | 0 | 0 | 0 | 0 | 0 | 0 | 0 | 0 | 0 | 0 | 0 | 0 | 0 | 0 | 0 | 0 | 0 | 0 | 0 | 0 | 0 | 0 | 0 | 0 | 0 | 0 | 0
Gen_BB001 | MW | SEPD | System Transformation | Rannoch | 0 | 0 | 0 | 0 | 0 | 0 | 0 | 0 | 0 | 0 | 0 | 0 | 0 | 0 | 0 | 0 | 0 | 0 | 0 | 0 | 0 | 0 | 0 | 0 | 0 | 0 | 0 | 0 | 0 | 0 | 0 | 0
Gen_BB004 | MW | SEPD | System Transformation | Rannoch | 0 | 0 | 0 | 0 | 0 | 0 | 0 | 0 | 0 | 0 | 0 | 0 | 0 | 0 | 0 | 0 | 0 | 0 | 0 | 0 | 0 | 0 | 0 | 0 | 0 | 0 | 0 | 0 | 0 | 0 | 0 | 0
Gen_BB005 | MW | SEPD | System Transformation | Rannoch | 0 | 0 | 0 | 0 | 0 | 0 | 0 | 0 | 0 | 0 | 0 | 0 | 0 | 0 | 0 | 0 | 0 | 0 | 0 | 0 | 0 | 0 | 0 | 0 | 0 | 0 | 0 | 0 | 0 | 0 | 0 | 0
Gen_BB006 | MW | SEPD | System Transformation | Rannoch | 0 | 0 | 0 | 0 | 0 | 0 | 0 | 0 | 0 | 0 | 0 | 0 | 0 | 0 | 0 | 0 | 0 | 0 | 0 | 0 | 0 | 0 | 0 | 0 | 0 | 0 | 0 | 0 | 0 | 0 | 0 | 0
Gen_BB008 | MW | SEPD | System Transformation | Rannoch | 0 | 0 | 0 | 0 | 0 | 0 | 0 | 0 | 0 | 0 | 0 | 0 | 0 | 0 | 0 | 0 | 0 | 0 | 0 | 0 | 0 | 0 | 0 | 0 | 0 | 0 | 0 | 0 | 0 | 0 | 0 | 0
Gen_BB010 | MW | SEPD | System Transformation | Rannoch | 0 | 0 | 0 | 0 | 0 | 0 | 0 | 0 | 0 | 0 | 0 | 0 | 0 | 0 | 0 | 0 | 0 | 0 | 0 | 0 | 0 | 0 | 0 | 0 | 0 | 0 | 0 | 0 | 0 | 0 | 0 | 0
Gen_BB011 | MW | SEPD | System Transformation | Rannoch | 0 | 0 | 0 | 0 | 0 | 0 | 0 | 0 | 0 | 0 | 0 | 0 | 0 | 0 | 0 | 0 | 0 | 0 | 0 | 0 | 0 | 0 | 0 | 0 | 0 | 0 | 0 | 0 | 0 | 0 | 0 | 0
Gen_BB012 | MW | SEPD | System Transformation | Rannoch | 0 | 0.00011699 | 0.0002921 | 0.00050816 | 0.00078064 | 0.0010756 | 0.0014177 | 0.0020586 | 0.0026455 | 0.0032091 | 0.003703 | 0.004141 | 0.0045367 | 0.0049004 | 0.0052379 | 0.0055548 | 0.0058533 | 0.0061062 | 0.0063474 | 0.0065767 | 0.0067961 | 0.0070063 | 0.0072019 | 0.0073826 | 0.0075502 | 0.0076772 | 0.0078035 | 0.0079191 | 0.0080253 | 0.0081219 | 0.0082185 | 0.0083153
Gen_BB013 | MW | SEPD | System Transformation | Rannoch | 0.054199 | 0.054625 | 0.055253 | 0.05606 | 0.057099 | 0.058273 | 0.059684 | 0.062457 | 0.065155 | 0.066063 | 0.066974 | 0.067874 | 0.068775 | 0.069679 | 0.070575 | 0.071467 | 0.072352 | 0.073163 | 0.073965 | 0.074773 | 0.075577 | 0.076368 | 0.078215 | 0.080024 | 0.081802 | 0.083433 | 0.08507 | 0.086671 | 0.088247 | 0.089787 | 0.091334 | 0.09289
Gen_BB014 | MW | SEPD | System Transformation | Rannoch | 0 | 0 | 0 | 0 | 0 | 0 | 0 | 0 | 0 | 0 | 0 | 0 | 0 | 0 | 0 | 0 | 0 | 0 | 0 | 0 | 0 | 0 | 0 | 0 | 0 | 0 | 0 | 0 | 0 | 0 | 0 | 0
Gen_BB015 | MW | SEPD | System Transformation | Rannoch | 0 | 0 | 0 | 0 | 0 | 0 | 0 | 0 | 0 | 0 | 0 | 0 | 0 | 0 | 0 | 0 | 0 | 0 | 0 | 0 | 0 | 0 | 0 | 0 | 0 | 0 | 0 | 0 | 0 | 0 | 0 | 0
Gen_BB016 | MW | SEPD | System Transformation | Rannoch | 0 | 0 | 0 | 0 | 0 | 0 | 0 | 0 | 0 | 0 | 0 | 0 | 0 | 0 | 0 | 0 | 0 | 0 | 0 | 0 | 0 | 0 | 0 | 0 | 0 | 0 | 0 | 0 | 0 | 0 | 0 | 0
Gen_BB017 | MW | SEPD | System Transformation | Rannoch | 0 | 0 | 0 | 0 | 0 | 0 | 0 | 0 | 0 | 0 | 0 | 0 | 0 | 0 | 0 | 0 | 0 | 0 | 0 | 0 | 0 | 0 | 0 | 0 | 0 | 0 | 0 | 0 | 0 | 0 | 0 | 0
Gen_BB018 | MW | SEPD | System Transformation | Rannoch | 9.85 | 10.84 | 18.03 | 18.03 | 18.0339 | 18.0687 | 18.076 | 18.0865 | 18.0955 | 18.1069 | 18.1158 | 18.1273 | 18.1362 | 18.1476 | 18.1591 | 18.1679 | 18.1794 | 18.1881 | 18.1992 | 18.2076 | 18.2184 | 18.2289 | 18.2369 | 18.2472 | 18.2573 | 18.2649 | 18.2748 | 18.2847 | 18.2944 | 18.3015 | 18.311 | 18.3197
Hydrogen electrolysis | MW | SEPD | System Transformation | Rannoch | 0 | 0 | 0 | 0 | 0 | 0 | 0 | 0 | 0 | 0 | 0 | 0 | 0 | 0 | 0 | 0 | 0 | 0 | 0 | 0 | 0 | 0 | 0 | 0 | 0 | 0 | 0 | 0.7 | 0.7 | 0.7 | 0.7 | 1.4
Lct_BB001 | Number | SEPD | System Transformation | Rannoch | 1.7573 | 2.3696 | 4.5204 | 8.3994 | 13.532 | 20.5892 | 35.4258 | 55.1588 | 76.3089 | 98.6953 | 122.7142 | 148.7244 | 185.7908 | 232.7596 | 287.0141 | 347.8284 | 415.5257 | 486.3737 | 557.4803 | 625.5931 | 687.9652 | 742.3792 | 787.9364 | 823.875 | 851.4105 | 862.9135 | 867.5243 | 863.3728 | 856.8588 | 846.5173 | 834.5401 | 821.0482
Lct_BB003 | Number | SEPD | System Transformation | Rannoch | 0 | 0 | 0 | 0 | 0 | 0 | 0 | 0 | 0 | 0 | 0.53586 | 1.109 | 1.7899 | 2.5612 | 3.5456 | 4.7631 | 6.2666 | 8.0116 | 9.9378 | 11.9368 | 13.8825 | 15.6884 | 17.3023 | 18.7219 | 19.9762 | 21.111 | 21.9965 | 22.7249 | 23.4205 | 24.0039 | 24.1159 | 24.2221
Lct_BB005 | Number | SEPD | System Transformation | Rannoch | 5.666 | 7.4423 | 8.1407 | 9.4748 | 10.7056 | 12.0318 | 14.7962 | 17.9889 | 20.648 | 23.1772 | 28.5166 | 38.6044 | 49.6301 | 60.6955 | 71.829 | 82.9825 | 94.1994 | 102.7436 | 111.2839 | 119.8547 | 128.4454 | 137.0578 | 148.0799 | 159.1643 | 170.4111 | 181.7498 | 193.2106 | 193.4031 | 193.6066 | 193.821 | 194.0485 | 194.2785
Lct_BB006 | Number | SEPD | System Transformation | Rannoch | 0 | 0 | 0 | 0 | 0 | 0 | 0 | 0 | 0 | 0 | 0 | 0 | 0 | 0 | 0 | 0 | 0 | 0 | 0 | 0 | 0 | 0 | 0 | 0 | 0 | 0 | 0 | 0 | 0 | 0 | 0 | 0
Lct_BB007 | Number | SEPD | System Transformation | Rannoch | 0 | 0 | 0 | 0 | 0 | 0 | 0 | 0 | 0 | 0 | 0 | 0 | 0 | 0 | 0 | 0 | 0 | 0 | 0 | 0 | 0 | 0 | 0 | 0 | 0 | 0 | 0 | 0 | 0 | 0 | 0 | 0
Lct_BB008 | Number | SEPD | System Transformation | Rannoch | 0 | 0 | 0 | 0 | 0 | 0 | 0 | 0 | 0 | 0 | 0 | 0 | 0 | 0 | 0 | 0 | 0 | 0 | 0 | 0 | 0 | 0 | 0 | 0 | 0 | 0 | 0 | 0 | 0 | 0 | 0 | 0
Lct_BB010b | MW | SEPD | System Transformation | Rannoch | 0.007 | 0.007 | 0.0084 | 0.0238 | 0.0266 | 0.0364 | 0.0938 | 0.1372 | 0.1806 | 0.2268 | 0.3206 | 0.3444 | 0.4452 | 0.5292 | 0.6524 | 0.812 | 0.9744 | 1.2278 | 1.6772 | 2.0188 | 2.1098 | 2.1784 | 2.226 | 2.2344 | 2.2344 | 2.2344 | 2.2344 | 2.2344 | 2.2344 | 2.2344 | 2.2344 | 2.2344
Lct_BB011b | MW | SEPD | System Transformation | Rannoch | 0 | 0.0001 | 0.00169 | 0.00349 | 0.0057 | 0.00812 | 0.01122 | 0.01455 | 0.01857 | 0.02342 | 0.02904 | 0.03568 | 0.04554 | 0.05728 | 0.07118 | 0.08683 | 0.10391 | 0.12203 | 0.14047 | 0.15816 | 0.17424 | 0.18807 | 0.19939 | 0.2085 | 0.21548 | 0.22007 | 0.22461 | 0.22915 | 0.23383 | 0.23833 | 0.24148 | 0.244
Lct_BB012b | MW | SEPD | System Transformation | Rannoch | 0.549 | 0.5496 | 0.55006 | 0.55172 | 0.55357 | 0.55557 | 0.55776 | 0.56306 | 0.56966 | 0.57789 | 0.58801 | 0.60048 | 0.62059 | 0.64575 | 0.67654 | 0.71307 | 0.75378 | 0.79889 | 0.84674 | 0.89493 | 0.94104 | 0.98305 | 1.0196 | 1.0503 | 1.0741 | 1.0847 | 1.0914 | 1.0942 | 1.0942 | 1.0942 | 1.0942 | 1.0942
Lct_BB013b | MW | SEPD | System Transformation | Rannoch | 0 | 0.0002 | 0.00036 | 0.00067 | 0.00095 | 0.00121 | 0.00146 | 0.00205 | 0.00275 | 0.00358 | 0.00456 | 0.00572 | 0.00779 | 0.01029 | 0.01324 | 0.01664 | 0.02036 | 0.02438 | 0.02855 | 0.03268 | 0.03658 | 0.04013 | 0.04326 | 0.04598 | 0.04825 | 0.04958 | 0.05068 | 0.05157 | 0.05227 | 0.0528 | 0.0528 | 0.0528
Lct_BB014 | Number | SEPD | System Transformation | Rannoch | 0.24188 | 0.24374 | 0.27408 | 0.31118 | 0.35174 | 0.39764 | 0.45029 | 0.40256 | 0.45057 | 0.5043 | 0.56382 | 0.63145 | 0.53477 | 0.6033 | 0.681 | 0.76852 | 0.86683 | 1.2963 | 1.3964 | 1.5067 | 1.6294 | 1.7644 | 1.9758 | 2.1462 | 2.3321 | 2.5394 | 2.7684 | 3.1213 | 3.5182 | 3.9666 | 4.4711 | 5.0392
Other generation | MW | SEPD | System Transformation | Rannoch | 0 | 0 | 0 | 0 | 0 | 0 | 0 | 0 | 0 | 0 | 0 | 0 | 0 | 0 | 0 | 0 | 0 | 0 | 0 | 0 | 0 | 0 | 0 | 0 | 0 | 0 | 0 | 0 | 0 | 0 | 0 | 0
Srg_BB001 | MW | SEPD | System Transformation | Rannoch | 0 | 0 | 0 | 0 | 0 | 0 | 0 | 0 | 0 | 0 | 0 | 0 | 0 | 0 | 0 | 0 | 0 | 0 | 0 | 0 | 0 | 0 | 0 | 0 | 0 | 0 | 0 | 0 | 0 | 0 | 0 | 0
Srg_BB002 | MW | SEPD | System Transformation | Rannoch | 0 | 0 | 2.1628e-05 | 4.393e-05 | 6.7184e-05 | 9.1902e-05 | 0.00011853 | 0.00023504 | 0.00024512 | 0.00025416 | 0.00026451 | 0.00027413 | 0.00028311 | 0.00029148 | 0.00029935 | 0.00030684 | 0.00031401 | 0.00032091 | 0.00032676 | 0.00033251 | 0.00033807 | 0.00034352 | 0.00039544 | 0.00044903 | 0.00050388 | 0.00055995 | 0.00061455 | 0.00062126 | 0.00062707 | 0.00063203 | 0.00063615 | 0.0006402
Data centres (MW) | MW | SEPD | System Transformation | Redmoss | 0 | 0 | 0 | 0 | 0 | 0 | 0 | 0 | 0 | 0 | 0 | 0 | 0 | 0 | 0 | 0 | 0 | 0 | 0 | 0 | 0 | 0 | 0 | 0 | 0 | 0 | 0 | 0 | 0 | 0 | 0 | 0
Dem_BB001a | Number of homes (cumulative) | SEPD | System Transformation | Redmoss | 0 | 117.126 | 417.4562 | 642.4697 | 901.5059 | 1113.5052 | 1321.8688 | 1517.3211 | 1712.7237 | 1919.2076 | 2138.593 | 2369.2096 | 2593.2096 | 2805.2096 | 2967.2096 | 3110.2096 | 3244.2096 | 3372.5476 | 3505.0096 | 3628.2979 | 3744.4654 | 3851.4673 | 3911.0229 | 3957.4794 | 3992.8469 | 4021.1389 | 4045.3782 | 4065.5734 | 4081.7315 | 4093.8465 | 4101.9228 | 4105.959
Dem_BB002b | Floorspace (m2) (cumulative) | SEPD | System Transformation | Redmoss | 0 | 9919.98 | 10146.724 | 10372.838 | 10599.402 | 10826.416 | 11053.88 | 19655.95 | 28974.6867 | 47610.09 | 59078.8267 | 78464.23 | 89970.29 | 95426 | 100881.63 | 106337.18 | 118276.4333 | 122894.95 | 126080.1333 | 128548.65 | 129700.5 | 130301.98 | 130903.09 | 131503.83 | 132104.2 | 132104.2 | 132104.2 | 132104.2 | 132104.2 | 132104.2 | 132104.2 | 132104.2
Domestic direct electric heating | Number | SEPD | System Transformation | Redmoss | 1196.0866 | 1208.8345 | 1241.3437 | 1265.644 | 1293.6165 | 1316.5125 | 1362.7259 | 1367.821 | 1373.3025 | 1380.3498 | 1388.9551 | 1399.1691 | 1409.9505 | 1419.851 | 1423.3428 | 1429.2038 | 1432.9041 | 1436.2984 | 1439.7176 | 1442.3673 | 1444.6749 | 1446.2081 | 1443.3744 | 1439.2994 | 1434.3804 | 1428.8508 | 1422.4629 | 1415.656 | 1408.5871 | 1401.4199 | 1393.9822 | 1386.322
Gas: Hydrogen peaking | MW | SEPD | System Transformation | Redmoss | 0 | 0 | 0 | 0 | 0 | 0 | 0 | 0 | 0 | 0 | 0 | 0 | 0 | 0 | 0 | 0 | 0 | 0 | 0 | 0 | 0 | 0 | 0 | 0 | 0 | 0 | 0 | 0 | 0 | 0 | 0 | 0
Gen_BB001 | MW | SEPD | System Transformation | Redmoss | 0 | 0 | 0 | 0 | 0 | 0 | 0 | 0 | 0 | 0 | 0 | 0 | 0 | 0 | 0 | 0 | 0 | 0 | 0 | 0 | 0 | 0 | 0 | 0 | 0 | 0 | 0 | 0 | 0 | 0 | 0 | 0
Gen_BB004 | MW | SEPD | System Transformation | Redmoss | 0 | 0 | 0 | 0 | 0 | 0 | 0 | 0 | 0 | 0 | 0 | 0 | 0 | 0 | 0 | 0 | 0 | 0 | 0 | 0 | 0 | 0 | 0 | 0 | 0 | 0 | 0 | 0 | 0 | 0 | 0 | 0
Gen_BB005 | MW | SEPD | System Transformation | Redmoss | 0 | 0 | 0 | 0 | 0 | 0 | 0 | 0 | 0 | 0 | 0 | 0 | 0 | 0 | 0 | 0 | 0 | 0 | 0 | 0 | 0 | 0 | 0 | 0 | 0 | 0 | 0 | 0 | 0 | 0 | 0 | 0
Gen_BB006 | MW | SEPD | System Transformation | Redmoss | 0 | 0 | 0 | 0 | 0 | 0 | 0 | 0 | 0 | 0 | 0 | 0 | 0 | 0 | 0 | 0 | 0 | 0 | 0 | 0 | 0 | 0 | 0 | 0 | 0 | 0 | 0 | 0 | 0 | 0 | 0 | 0
Gen_BB008 | MW | SEPD | System Transformation | Redmoss | 0 | 0 | 0 | 0 | 0 | 0 | 0 | 0 | 0 | 0 | 0 | 0 | 0 | 0 | 0 | 0 | 0 | 0 | 0 | 0 | 0 | 0 | 0 | 0 | 0 | 0 | 0 | 0 | 0 | 0 | 0 | 0
Gen_BB010 | MW | SEPD | System Transformation | Redmoss | 0 | 0 | 0 | 0 | 0 | 0 | 0 | 0 | 0 | 0 | 0 | 0 | 0 | 0 | 0 | 0 | 0 | 0 | 0 | 0 | 0 | 0 | 0 | 0 | 0 | 0 | 0 | 0 | 0 | 0 | 0 | 0
Gen_BB011 | MW | SEPD | System Transformation | Redmoss | 0 | 0 | 0 | 0 | 0 | 0 | 0 | 0 | 0 | 0 | 0 | 0 | 0 | 0 | 0 | 0 | 0 | 0 | 0 | 0 | 0 | 0 | 0 | 0 | 0 | 0 | 0 | 0 | 0 | 0 | 0 | 0
Gen_BB012 | MW | SEPD | System Transformation | Redmoss | 0.33914 | 0.34131 | 0.34488 | 0.34983 | 0.35691 | 0.36563 | 0.3771 | 0.40232 | 0.42942 | 0.45751 | 0.48549 | 0.51325 | 0.54077 | 0.5682 | 0.59564 | 0.62316 | 0.65068 | 0.67507 | 0.69964 | 0.72405 | 0.74854 | 0.77316 | 0.79668 | 0.81878 | 0.83946 | 0.85456 | 0.86966 | 0.88338 | 0.89572 | 0.90668 | 0.91768 | 0.92874
Gen_BB013 | MW | SEPD | System Transformation | Redmoss | 0.96404 | 1.0253 | 1.1558 | 1.3104 | 1.5239 | 1.7534 | 2.0261 | 2.4619 | 2.9001 | 3.2671 | 3.6567 | 4.0699 | 4.4913 | 4.9128 | 5.2991 | 5.6743 | 6.0515 | 6.403 | 6.7575 | 7.1049 | 7.4495 | 7.7868 | 8.0766 | 8.3425 | 8.5879 | 8.7844 | 8.9764 | 9.154 | 9.3174 | 9.4675 | 9.6135 | 9.7555
Gen_BB014 | MW | SEPD | System Transformation | Redmoss | 2 | 49.6 | 49.6 | 49.6 | 49.6 | 49.6 | 49.6 | 49.6 | 49.6 | 49.6 | 49.6 | 49.6 | 49.6 | 49.6 | 49.6 | 49.6 | 49.6 | 49.6 | 49.6 | 49.6 | 49.6 | 49.6 | 49.6 | 49.6 | 49.6 | 49.6 | 49.6 | 49.6 | 49.6 | 49.6 | 49.6 | 49.6
Gen_BB015 | MW | SEPD | System Transformation | Redmoss | 12.399 | 12.399 | 12.399 | 12.399 | 12.399 | 12.399 | 12.399 | 12.399 | 12.399 | 12.399 | 12.399 | 12.399 | 12.399 | 12.399 | 12.399 | 12.399 | 12.399 | 12.399 | 12.399 | 14.8987 | 14.8987 | 14.8987 | 16.0987 | 16.0987 | 16.0987 | 16.0987 | 16.0987 | 16.0987 | 16.0987 | 16.0987 | 16.0987 | 16.0987
Gen_BB016 | MW | SEPD | System Transformation | Redmoss | 0.9 | 0.9 | 0.9 | 0.9 | 0.9 | 0.9 | 0.9 | 0.9 | 0.9 | 0.9 | 0.9 | 0.9 | 0.9 | 0.9 | 0.9 | 0.9 | 0.9 | 0.9 | 0.9 | 0.9 | 0.9 | 0.9 | 0.9 | 1.35 | 1.35 | 1.35 | 1.35 | 1.35 | 1.35 | 1.35 | 1.35 | 1.35
Gen_BB017 | MW | SEPD | System Transformation | Redmoss | 0 | 0 | 0 | 0 | 0 | 0 | 0 | 0 | 0 | 0 | 0 | 0 | 0 | 0 | 0 | 0 | 0 | 0 | 0 | 0 | 0 | 0 | 0 | 0 | 0 | 0 | 0 | 0 | 0 | 0 | 0 | 0
Gen_BB018 | MW | SEPD | System Transformation | Redmoss | 0 | 0 | 0 | 0 | 0 | 0 | 0 | 0 | 0 | 0 | 0 | 0 | 0 | 0 | 0 | 0 | 0 | 0 | 0 | 0 | 0 | 0 | 0 | 0 | 0 | 0 | 0 | 0 | 0 | 0 | 0 | 0
Hydrogen electrolysis | MW | SEPD | System Transformation | Redmoss | 0.5 | 0.5 | 0.5 | 0.6 | 0.6 | 0.7 | 0.7 | 0.7 | 0.7 | 0.7 | 0.7 | 0.7 | 1 | 1 | 1 | 1 | 1 | 1 | 2 | 2 | 2 | 2 | 2 | 3 | 3 | 3 | 3 | 3 | 5 | 5 | 5 | 5
Lct_BB001 | Number | SEPD | System Transformation | Redmoss | 71.5555 | 100.3834 | 160.0938 | 297.4224 | 479.4167 | 731.9505 | 1130.3397 | 1700.8208 | 2274.4521 | 2851.3246 | 3432.9942 | 4020.7621 | 4860.5617 | 6009.8252 | 7286.3587 | 8656.2825 | 10129.1556 | 11604.0353 | 13019.6279 | 14314.0323 | 15450.8821 | 16396.6364 | 17146.3328 | 17655.273 | 18003.9244 | 18044.2993 | 18290.6666 | 18115.2101 | 17881.9131 | 17543.7056 | 17164.3807 | 16740.5737
Lct_BB003 | Number | SEPD | System Transformation | Redmoss | 0 | 0 | 0.045686 | 1.0857 | 2.3301 | 3.8467 | 5.7241 | 8.3272 | 11.0698 | 14.7118 | 19.9814 | 26.972 | 36.8528 | 48.719 | 63.6306 | 81.7858 | 103.9472 | 129.3298 | 157.0237 | 185.4834 | 212.9868 | 238.4489 | 261.2897 | 281.6115 | 299.9008 | 316.8451 | 330.6029 | 342.3948 | 353.8981 | 364.0227 | 368.5108 | 372.5044
Lct_BB005 | Number | SEPD | System Transformation | Redmoss | 19.625 | 46.5533 | 66.2587 | 91.7353 | 117.1764 | 142.9473 | 187.3225 | 236.874 | 280.4817 | 323.0347 | 399.6559 | 449.3103 | 503.0203 | 555.2054 | 604.9219 | 653.6597 | 703.4795 | 767.425 | 832.8047 | 897.6494 | 963.4697 | 1029.6991 | 1141.2555 | 1252.4337 | 1363.0051 | 1474.1804 | 1586.4326 | 1599.9057 | 1613.335 | 1626.8468 | 1640.2677 | 1652.9177
Lct_BB006 | Number | SEPD | System Transformation | Redmoss | 0 | 0 | 13.9166 | 27.6514 | 41.2082 | 54.5836 | 67.7792 | 82.4765 | 96.934 | 111.1493 | 125.1248 | 142.7811 | 218.351 | 293.0875 | 366.9938 | 440.0693 | 512.3131 | 575.5379 | 637.9763 | 699.6291 | 760.4985 | 820.5815 | 873.0127 | 925.0929 | 976.8214 | 1028.2002 | 1079.2268 | 1079.2268 | 1079.2268 | 1079.2268 | 1079.2268 | 1079.2268
Lct_BB007 | Number | SEPD | System Transformation | Redmoss | 41.2949 | 53.2719 | 57.8731 | 66.8389 | 75.0002 | 83.7805 | 101.9688 | 122.7187 | 139.6851 | 155.115 | 186.0734 | 213.8754 | 244.1893 | 274.4914 | 304.7815 | 335.0599 | 365.3263 | 389.4967 | 413.6334 | 437.7365 | 461.8061 | 485.8419 | 517.3164 | 548.2963 | 579.8373 | 611.4951 | 643.2788 | 643.979 | 644.398 | 644.8432 | 643.665 | 642.4872
Lct_BB008 | Number | SEPD | System Transformation | Redmoss | 0 | 0 | 0.99826 | 1.9836 | 2.956 | 3.9154 | 4.8621 | 5.9165 | 6.9536 | 7.9734 | 8.9759 | 9.9611 | 14.1775 | 18.3475 | 22.4712 | 26.5484 | 30.5793 | 34.1069 | 37.5906 | 41.0306 | 44.4268 | 47.7791 | 50.7046 | 53.6104 | 56.4966 | 59.3632 | 62.2102 | 62.2102 | 62.2102 | 62.2102 | 62.2102 | 62.2102
Lct_BB010b | MW | SEPD | System Transformation | Redmoss | 0.364 | 0.60469 | 0.79633 | 1.1833 | 1.6999 | 2.333 | 3.4885 | 4.6535 | 5.8435 | 7.0003 | 8.1446 | 9.2604 | 11.6727 | 14.6036 | 17.966 | 21.9743 | 28.0417 | 35.8106 | 43.5107 | 47.9068 | 50.0765 | 51.6548 | 52.5692 | 53.1279 | 53.4396 | 53.4396 | 53.4396 | 53.4396 | 53.4396 | 53.4396 | 53.4396 | 53.4396
Lct_BB011b | MW | SEPD | System Transformation | Redmoss | 0.146 | 0.1676 | 0.19266 | 0.24778 | 0.31143 | 0.38535 | 0.4755 | 0.57297 | 0.6893 | 0.82828 | 0.9939 | 1.191 | 1.4779 | 1.8223 | 2.2268 | 2.688 | 3.1868 | 3.7178 | 4.2566 | 4.7736 | 5.2414 | 5.6429 | 5.9728 | 6.2372 | 6.4373 | 6.5678 | 6.697 | 6.8264 | 6.9594 | 7.0876 | 7.1769 | 7.2484
Lct_BB012b | MW | SEPD | System Transformation | Redmoss | 0.116 | 0.1237 | 0.13122 | 0.15232 | 0.17734 | 0.20686 | 0.24311 | 0.28263 | 0.33026 | 0.38755 | 0.4559 | 0.53732 | 0.66642 | 0.82209 | 1.0052 | 1.2147 | 1.4385 | 1.677 | 1.9193 | 2.152 | 2.3628 | 2.5429 | 2.6879 | 2.7988 | 2.8729 | 2.8873 | 2.8942 | 2.8971 | 2.8971 | 2.8971 | 2.8971 | 2.8971
Lct_BB013b | MW | SEPD | System Transformation | Redmoss | 0 | 0 | 0 | 0 | 0 | 0 | 0 | 0 | 0 | 0 | 0 | 0 | 0 | 0 | 0 | 0 | 0 | 0 | 0 | 0 | 0 | 0 | 0 | 0 | 0 | 0 | 0 | 0 | 0 | 0 | 0 | 0
Lct_BB014 | Number | SEPD | System Transformation | Redmoss | 20.6115 | 20.7697 | 23.3554 | 26.5163 | 29.9726 | 33.884 | 38.371 | 53.4787 | 59.8566 | 66.9954 | 74.9015 | 83.8866 | 110.81 | 125.0097 | 141.1103 | 159.2461 | 179.6172 | 268.6134 | 289.3567 | 312.2048 | 337.6387 | 365.5978 | 406.952 | 442.0569 | 480.3605 | 523.047 | 570.2123 | 642.9074 | 724.6605 | 817.0113 | 920.9232 | 1037.9354
Other generation | MW | SEPD | System Transformation | Redmoss | 0 | 0 | 0 | 0 | 0 | 0 | 0 | 0 | 0 | 0 | 0 | 0 | 0 | 0 | 0 | 0 | 0 | 0 | 0 | 0 | 0 | 0 | 0 | 0 | 0 | 0 | 0 | 0 | 0 | 0 | 0 | 0
Srg_BB001 | MW | SEPD | System Transformation | Redmoss | 0 | 0.16985 | 0.18932 | 0.20898 | 0.22848 | 0.24812 | 0.26907 | 0.55793 | 0.58014 | 0.60228 | 0.62397 | 0.64917 | 0.72611 | 0.80628 | 0.88932 | 0.97428 | 1.0651 | 1.087 | 1.1092 | 1.1316 | 1.1545 | 1.1767 | 1.4334 | 1.6901 | 1.9464 | 2.2026 | 2.4588 | 2.4593 | 2.4597 | 2.4602 | 2.4606 | 2.461
Srg_BB002 | MW | SEPD | System Transformation | Redmoss | 0 | 0 | 0.00042516 | 0.00089421 | 0.0014235 | 0.0020323 | 0.0027452 | 0.0063207 | 0.0066646 | 0.0069982 | 0.0074074 | 0.0078118 | 0.008211 | 0.0086019 | 0.0089877 | 0.0093705 | 0.0097523 | 0.010132 | 0.010464 | 0.0108 | 0.011135 | 0.011473 | 0.014772 | 0.018253 | 0.021888 | 0.025652 | 0.029364 | 0.029825 | 0.030229 | 0.030575 | 0.030865 | 0.031152
Data centres (MW) | MW | SEPD | System Transformation | Shetland | 0 | 0 | 0 | 0 | 0 | 0 | 0 | 0 | 0 | 0 | 0 | 0 | 0 | 0 | 0 | 0 | 0 | 0 | 0 | 0 | 0 | 0 | 0 | 0 | 0 | 0 | 0 | 0 | 0 | 0 | 0 | 0
Dem_BB001a | Number of homes (cumulative) | SEPD | System Transformation | Shetland | 0 | 125.0557 | 166.1799 | 201.1978 | 229.2233 | 244.2365 | 259.2743 | 271.2835 | 281.2835 | 291.2835 | 332.2835 | 373.2835 | 416.2835 | 460.2835 | 507.2835 | 549.2835 | 593.2835 | 636.4442 | 661.7124 | 685.8299 | 709.8427 | 730.7691 | 747.2829 | 760.7049 | 770.0448 | 777.3148 | 781.536 | 783.7165 | 783.8628 | 783.969 | 784.0396 | 784.0731
Dem_BB002b | Floorspace (m2) (cumulative) | SEPD | System Transformation | Shetland | 0 | 118724.7 | 213704.46 | 299450.0767 | 391791.51 | 454830.76 | 521474.3267 | 589083.8833 | 660297.7567 | 735115.9467 | 818480.6533 | 905861.5267 | 990662.75 | 1068926.8333 | 1147602.7667 | 1178496.55 | 1205786.0167 | 1229471.1667 | 1249552 | 1265616.6667 | 1277665.1667 | 1285697.5 | 1289713.6667 | 1289713.6667 | 1289713.6667 | 1289713.6667 | 1289713.6667 | 1289713.6667 | 1289713.6667 | 1289713.6667 | 1289713.6667 | 1289713.6667
Domestic direct electric heating | Number | SEPD | System Transformation | Shetland | 8847.5957 | 8861.105 | 8865.5266 | 8869.3061 | 8872.3298 | 8873.9495 | 8886.6813 | 8887.0366 | 8887.3628 | 8887.8295 | 8892.5686 | 8897.2521 | 8902.5715 | 8908.75 | 8916.0167 | 8777.3245 | 8713.723 | 8651.0371 | 8586.3613 | 8522.5076 | 8459.6587 | 8397.5272 | 8336.476 | 8275.6479 | 8215.2353 | 8155.3598 | 8095.7468 | 8036.3936 | 7977.5193 | 7919.201 | 7861.5974 | 7804.5502
Gas: Hydrogen peaking | MW | SEPD | System Transformation | Shetland | 0 | 0 | 0 | 0 | 0 | 0 | 0 | 0 | 0 | 0 | 0 | 0 | 0 | 0 | 0 | 0 | 0 | 0 | 0 | 0 | 0 | 0 | 0 | 0 | 0 | 0 | 0 | 0 | 0 | 0 | 0 | 0
Gen_BB001 | MW | SEPD | System Transformation | Shetland | 18 | 18 | 18 | 18 | 18 | 18 | 18 | 18 | 18 | 18 | 18 | 18 | 18 | 18 | 18 | 18 | 0 | 0 | 0 | 0 | 0 | 0 | 0 | 0 | 0 | 0 | 0 | 0 | 0 | 0 | 0 | 0
Gen_BB004 | MW | SEPD | System Transformation | Shetland | 0 | 0 | 0 | 0 | 0 | 0 | 0 | 0 | 0 | 0 | 0 | 0 | 0 | 0 | 0 | 0 | 0 | 0 | 0 | 0 | 0 | 0 | 0 | 0 | 0 | 0 | 0 | 0 | 0 | 0 | 0 | 0
Gen_BB005 | MW | SEPD | System Transformation | Shetland | 0 | 0 | 0 | 0 | 0 | 0 | 0 | 0 | 0 | 0 | 0 | 0 | 0 | 0 | 0 | 0 | 0 | 0 | 0 | 0 | 0 | 0 | 0 | 0 | 0 | 0 | 0 | 0 | 0 | 0 | 0 | 0
Gen_BB006 | MW | SEPD | System Transformation | Shetland | 0 | 0 | 0 | 0 | 0 | 0 | 0 | 0 | 0 | 0 | 0 | 0 | 0 | 0 | 0 | 0 | 0 | 0 | 0 | 0 | 0 | 0 | 0 | 0 | 0 | 0 | 0 | 0 | 0 | 0 | 0 | 0
Gen_BB008 | MW | SEPD | System Transformation | Shetland | 0 | 0 | 0 | 0 | 0 | 0 | 0 | 0 | 0 | 0 | 0 | 0 | 0 | 0 | 0 | 0 | 0 | 0 | 0 | 0 | 0 | 0 | 0 | 0 | 0 | 0 | 0 | 0 | 0 | 0 | 0 | 0
Gen_BB010 | MW | SEPD | System Transformation | Shetland | 0 | 0 | 0 | 0 | 0 | 0 | 0 | 0 | 0 | 0 | 0 | 0 | 0 | 0 | 0 | 0 | 0 | 0 | 0 | 0 | 0 | 0 | 0 | 0 | 0 | 0 | 0 | 0 | 0 | 0 | 0 | 0
Gen_BB011 | MW | SEPD | System Transformation | Shetland | 0 | 0 | 0 | 0 | 0 | 0 | 0 | 0 | 0 | 0 | 0 | 0 | 0 | 0 | 0 | 0 | 0 | 0 | 0 | 0 | 0 | 0 | 0 | 0 | 0 | 0 | 0 | 0 | 0 | 0 | 0 | 0
Gen_BB012 | MW | SEPD | System Transformation | Shetland | 0.0241 | 0.024636 | 0.025721 | 0.027525 | 0.030531 | 0.034698 | 0.040704 | 0.055187 | 0.071929 | 0.090598 | 0.11018 | 0.13037 | 0.15095 | 0.17191 | 0.19325 | 0.21498 | 0.23698 | 0.25666 | 0.27666 | 0.2967 | 0.31695 | 0.33745 | 0.35712 | 0.37564 | 0.39301 | 0.40561 | 0.41823 | 0.42968 | 0.43994 | 0.44902 | 0.45814 | 0.46732
Gen_BB013 | MW | SEPD | System Transformation | Shetland | 0.21292 | 0.26349 | 0.32755 | 0.40839 | 0.511 | 0.62145 | 0.75424 | 1.0056 | 1.2472 | 1.4457 | 1.6672 | 1.8886 | 2.1125 | 2.3426 | 2.5824 | 2.824 | 3.0734 | 3.3048 | 3.5154 | 3.7279 | 3.944 | 4.1627 | 4.377 | 4.5777 | 4.7662 | 4.9157 | 5.0627 | 5.1982 | 5.3223 | 5.437 | 5.552 | 5.6672
Gen_BB014 | MW | SEPD | System Transformation | Shetland | 0 | 0 | 0 | 0 | 0 | 0 | 0 | 0 | 0 | 0 | 0 | 0 | 0 | 0 | 0 | 0 | 0 | 0 | 0 | 0 | 0 | 0 | 0 | 0 | 0 | 0 | 0 | 0 | 0 | 0 | 0 | 0
Gen_BB015 | MW | SEPD | System Transformation | Shetland | 11.18 | 11.18 | 11.18 | 11.18 | 11.18 | 11.18 | 11.18 | 11.18 | 11.18 | 15.724 | 19.0299 | 21.6683 | 27.4925 | 35.1264 | 37.7085 | 40.2686 | 42.8053 | 45.2499 | 47.5979 | 49.8448 | 51.9868 | 55.519 | 58.3187 | 62.5754 | 64.5678 | 66.5444 | 68.5042 | 70.4991 | 72.5301 | 74.5979 | 76.7025 | 78.8453
Gen_BB016 | MW | SEPD | System Transformation | Shetland | 1.4701 | 1.4701 | 1.4756 | 1.4839 | 1.4981 | 1.5294 | 1.6362 | 1.7032 | 1.7751 | 1.8505 | 1.9288 | 2.0084 | 2.0894 | 2.2113 | 2.3323 | 2.4934 | 2.6084 | 2.7601 | 2.8628 | 2.9714 | 3.5441 | 3.6686 | 3.7914 | 3.8567 | 3.9173 | 3.9732 | 4.0251 | 4.0718 | 4.1138 | 4.1517 | 4.1856 | 4.2146
Gen_BB017 | MW | SEPD | System Transformation | Shetland | 0.545 | 0.545 | 0.545 | 0.545 | 0.545 | 0.545 | 0.545 | 0.545 | 0.545 | 0.545 | 0.545 | 0.545 | 0.545 | 0.545 | 0.545 | 0.545 | 0.545 | 0.545 | 0.545 | 0.545 | 0.545 | 0.545 | 0.545 | 0.545 | 0.545 | 0.545 | 0.545 | 0.545 | 0.545 | 0.545 | 0.545 | 0.545
Gen_BB018 | MW | SEPD | System Transformation | Shetland | 0 | 0 | 0 | 0 | 0 | 0 | 0 | 0 | 0 | 0 | 0 | 0 | 0 | 0 | 0 | 0 | 0 | 0 | 0 | 0 | 0 | 0 | 0 | 0 | 0 | 0 | 0 | 0 | 0 | 0 | 0 | 0
Hydrogen electrolysis | MW | SEPD | System Transformation | Shetland | 0 | 0 | 0 | 0 | 0 | 0 | 0 | 0 | 0 | 0 | 0 | 0 | 0 | 0 | 0 | 0 | 0 | 0 | 0 | 0 | 0 | 0 | 0 | 0 | 0 | 0 | 0 | 0 | 0 | 0 | 0 | 0
Lct_BB001 | Number | SEPD | System Transformation | Shetland | 80.8496 | 109.3344 | 166.2185 | 295.5614 | 465.8519 | 696.8452 | 1144.0696 | 1725.8792 | 2307.7165 | 2889.5426 | 3471.2617 | 4053.0518 | 4986.257 | 6191.2709 | 7552.1033 | 9038.7052 | 10672.5576 | 12334.1471 | 13950.1511 | 15442.4184 | 16752.0748 | 17834.4521 | 18682.246 | 19273.253 | 19652.4408 | 19605.5562 | 19685.8836 | 19462.3362 | 19171.6863 | 18758.8487 | 18304.1584 | 17813.0093
Lct_BB003 | Number | SEPD | System Transformation | Shetland | 0 | 0 | 0 | 0 | 0 | 0 | 0 | 0 | 0 | 0 | 0 | 0 | 0 | 0 | 0 | 0 | 0 | 0 | 0 | 0 | 0 | 0 | 0 | 0 | 0 | 0 | 0 | 0 | 0 | 0 | 0 | 0
Lct_BB005 | Number | SEPD | System Transformation | Shetland | 602.7413 | 734.0164 | 784.3832 | 880.9353 | 968.6992 | 1064.2762 | 1261.9464 | 1489.0915 | 1680.8473 | 1860.5325 | 2248.157 | 2671.8185 | 3135.494 | 3601.9782 | 4072.41 | 4545.7365 | 5019.8523 | 5379.6467 | 5739.0608 | 6099.6654 | 6461.4348 | 6823.7399 | 7280.5053 | 7739.5323 | 8202.7024 | 8670.1348 | 9135.7211 | 9144.7673 | 9153.9236 | 9163.5749 | 9173.8112 | 9184.1612
Lct_BB006 | Number | SEPD | System Transformation | Shetland | 0 | 0 | 0 | 0 | 0 | 0 | 0 | 0 | 0 | 0 | 0 | 0 | 0 | 0 | 0 | 0 | 0 | 0 | 0 | 0 | 0 | 0 | 0 | 0 | 0 | 0 | 0 | 0 | 0 | 0 | 0 | 0
Lct_BB007 | Number | SEPD | System Transformation | Shetland | 0 | 0 | 0 | 0 | 0 | 0 | 0 | 0 | 0 | 0 | 0 | 0 | 0 | 0 | 0 | 0 | 0 | 0 | 0 | 0 | 0 | 0 | 0 | 0 | 0 | 0 | 0 | 0 | 0 | 0 | 0 | 0
Lct_BB008 | Number | SEPD | System Transformation | Shetland | 0 | 0 | 0 | 0 | 0 | 0 | 0 | 0 | 0 | 0 | 0 | 0 | 0 | 0 | 0 | 0 | 0 | 0 | 0 | 0 | 0 | 0 | 0 | 0 | 0 | 0 | 0 | 0 | 0 | 0 | 0 | 0
Lct_BB010b | MW | SEPD | System Transformation | Shetland | 0.042 | 0.21523 | 0.40458 | 0.8559 | 1.5133 | 2.345 | 4.167 | 5.8909 | 7.6606 | 9.513 | 11.2497 | 13.0261 | 16.4093 | 20.4192 | 25.302 | 30.823 | 38.2069 | 50.8804 | 64.3804 | 70.9697 | 74.9407 | 76.9627 | 78.3998 | 79.0387 | 79.5669 | 79.5669 | 79.5669 | 79.5669 | 79.5669 | 79.5669 | 79.5669 | 79.5669
Lct_BB011b | MW | SEPD | System Transformation | Shetland | 0.086 | 0.0969 | 0.1236 | 0.16688 | 0.21727 | 0.2764 | 0.348 | 0.42582 | 0.51763 | 0.62799 | 0.75966 | 0.9157 | 1.1432 | 1.4165 | 1.7376 | 2.1045 | 2.5006 | 2.9222 | 3.3499 | 3.7595 | 4.1295 | 4.4468 | 4.7071 | 4.9144 | 5.0699 | 5.1695 | 5.268 | 5.3668 | 5.4683 | 5.5662 | 5.6342 | 5.6888
Lct_BB012b | MW | SEPD | System Transformation | Shetland | 0.534 | 0.535 | 0.53644 | 0.54523 | 0.55627 | 0.56891 | 0.58389 | 0.60401 | 0.62889 | 0.65933 | 0.6961 | 0.74074 | 0.81434 | 0.90371 | 1.0096 | 1.1319 | 1.2634 | 1.405 | 1.5509 | 1.6936 | 1.8257 | 1.9415 | 2.0375 | 2.1141 | 2.1679 | 2.1919 | 2.207 | 2.2136 | 2.2136 | 2.2136 | 2.2136 | 2.2136
Lct_BB013b | MW | SEPD | System Transformation | Shetland | 0 | 0.0018 | 0.00338 | 0.00633 | 0.00902 | 0.01148 | 0.01385 | 0.01946 | 0.0261 | 0.03396 | 0.04323 | 0.05415 | 0.0737 | 0.09729 | 0.12516 | 0.15726 | 0.19234 | 0.23027 | 0.26963 | 0.30859 | 0.34542 | 0.37891 | 0.40847 | 0.43418 | 0.4556 | 0.46812 | 0.47853 | 0.48697 | 0.49361 | 0.49861 | 0.49861 | 0.49861
Lct_BB014 | Number | SEPD | System Transformation | Shetland | 11.1685 | 11.2542 | 12.6553 | 14.368 | 16.2408 | 18.3603 | 20.7916 | 21.2321 | 23.7643 | 26.5985 | 29.7374 | 33.3047 | 35.8416 | 40.4345 | 45.6422 | 51.5082 | 58.0973 | 86.8832 | 93.5926 | 100.9828 | 109.2094 | 118.2528 | 138.6209 | 150.5788 | 163.6262 | 178.1666 | 194.2326 | 218.9949 | 246.8426 | 278.3002 | 313.6959 | 353.5541
Other generation | MW | SEPD | System Transformation | Shetland | 0 | 0 | 0 | 0 | 0 | 0 | 0 | 0 | 0 | 0 | 0 | 0 | 0 | 0 | 0 | 0 | 0 | 0 | 0 | 0 | 0 | 0 | 0 | 0 | 0 | 0 | 0 | 0 | 0 | 0 | 0 | 0
Srg_BB001 | MW | SEPD | System Transformation | Shetland | 0 | 0.040352 | 0.046632 | 0.053078 | 0.059384 | 0.065816 | 0.073419 | 0.15377 | 0.16275 | 0.17371 | 0.18546 | 0.20509 | 0.22522 | 0.24813 | 0.27261 | 0.29523 | 0.33084 | 0.34209 | 0.35451 | 0.36714 | 0.38189 | 0.39469 | 0.46282 | 0.53177 | 0.59923 | 0.66642 | 0.734 | 0.7364 | 0.73873 | 0.74102 | 0.74326 | 0.74547
Srg_BB002 | MW | SEPD | System Transformation | Shetland | 0 | 0 | 0.00012001 | 0.00027031 | 0.00046188 | 0.00070543 | 0.0010173 | 0.0027767 | 0.0029589 | 0.0031463 | 0.003387 | 0.0036338 | 0.0038849 | 0.0041372 | 0.0043916 | 0.0046489 | 0.0049098 | 0.0051724 | 0.0054051 | 0.0056435 | 0.0058829 | 0.0061269 | 0.0085278 | 0.01108 | 0.01376 | 0.016546 | 0.019303 | 0.019647 | 0.019948 | 0.020208 | 0.020425 | 0.020641
Data centres (MW) | MW | SEPD | System Transformation | Shin | 0 | 0 | 0 | 0 | 0 | 0 | 0 | 0 | 0 | 0 | 0 | 0 | 0 | 0 | 0 | 0 | 0 | 0 | 0 | 0 | 0 | 0 | 0 | 0 | 0 | 0 | 0 | 0 | 0 | 0 | 0 | 0
Dem_BB001a | Number of homes (cumulative) | SEPD | System Transformation | Shin | 0 | 0 | 0 | 0 | 0 | 0 | 0 | 0 | 0 | 0 | 0 | 0 | 0 | 0 | 0 | 0 | 0 | 0.097435 | 0.2039 | 0.29771 | 0.38273 | 0.46792 | 0.51517 | 0.55398 | 0.58524 | 0.61006 | 0.63041 | 0.647 | 0.66046 | 0.67023 | 0.67672 | 0.6798
Dem_BB002b | Floorspace (m2) (cumulative) | SEPD | System Transformation | Shin | 0 | 0 | 0 | 0 | 0 | 0 | 0 | 0 | 0 | 0 | 0 | 0 | 0 | 0 | 0 | 0 | 0 | 0 | 0 | 0 | 0 | 0 | 0 | 0 | 0 | 0 | 0 | 0 | 0 | 0 | 0 | 0
Domestic direct electric heating | Number | SEPD | System Transformation | Shin | 278.1025 | 278.1019 | 278.1022 | 278.1022 | 278.1022 | 278.1022 | 274.3 | 272.4367 | 270.5922 | 268.7665 | 266.9597 | 265.1688 | 263.3983 | 261.6437 | 259.7604 | 258.6271 | 257.2692 | 255.9242 | 254.5917 | 253.2698 | 251.963 | 250.7889 | 249.6283 | 248.4781 | 247.4593 | 246.4519 | 245.4516 | 244.4585 | 243.4779 | 242.5067 | 241.5486 | 240.6005
Gas: Hydrogen peaking | MW | SEPD | System Transformation | Shin | 0 | 0 | 0 | 0 | 0 | 0 | 0 | 0 | 0 | 0 | 0 | 0 | 0 | 0 | 0 | 0 | 0 | 0 | 0 | 0 | 0 | 0 | 0 | 0 | 0 | 0 | 0 | 0 | 0 | 0 | 0 | 0
Gen_BB001 | MW | SEPD | System Transformation | Shin | 0 | 0 | 0 | 0 | 0 | 0 | 0 | 0 | 0 | 0 | 0 | 0 | 0 | 0 | 0 | 0 | 0 | 0 | 0 | 0 | 0 | 0 | 0 | 0 | 0 | 0 | 0 | 0 | 0 | 0 | 0 | 0
Gen_BB004 | MW | SEPD | System Transformation | Shin | 0 | 0 | 0 | 0 | 0 | 0 | 0 | 0 | 0 | 0 | 0 | 0 | 0 | 0 | 0 | 0 | 0 | 0 | 0 | 0 | 0 | 0 | 0 | 0 | 0 | 0 | 0 | 0 | 0 | 0 | 0 | 0
Gen_BB005 | MW | SEPD | System Transformation | Shin | 0 | 0 | 0 | 0 | 0 | 0 | 0 | 0 | 0 | 0 | 0 | 0 | 0 | 0 | 0 | 0 | 0 | 0 | 0 | 0 | 0 | 0 | 0 | 0 | 0 | 0 | 0 | 0 | 0 | 0 | 0 | 0
Gen_BB006 | MW | SEPD | System Transformation | Shin | 0 | 0 | 0 | 0 | 0 | 0 | 0 | 0 | 0 | 0 | 0 | 0 | 0 | 0 | 0 | 0 | 0 | 0 | 0 | 0 | 0 | 0 | 0 | 0 | 0 | 0 | 0 | 0 | 0 | 0 | 0 | 0
Gen_BB008 | MW | SEPD | System Transformation | Shin | 0 | 0 | 0 | 0 | 0 | 0 | 0 | 0 | 0 | 0 | 0 | 0 | 0 | 0 | 0 | 0 | 0 | 0 | 0 | 0 | 0 | 0 | 0 | 0 | 0 | 0 | 0 | 0 | 0 | 0 | 0 | 0
Gen_BB010 | MW | SEPD | System Transformation | Shin | 0 | 0 | 0 | 0 | 0 | 0 | 0 | 0 | 0 | 0 | 0 | 0 | 0 | 0 | 0 | 0 | 0 | 0 | 0 | 0 | 0 | 0 | 0 | 0 | 0 | 0 | 0 | 0 | 0 | 0 | 0 | 0
Gen_BB011 | MW | SEPD | System Transformation | Shin | 0 | 0 | 0 | 0 | 0 | 0 | 0 | 0 | 0 | 0 | 0 | 0 | 0 | 0 | 0 | 0 | 0 | 0 | 0 | 0 | 0 | 0 | 0 | 0 | 0 | 0 | 0 | 0 | 0 | 0 | 0 | 0
Gen_BB012 | MW | SEPD | System Transformation | Shin | 0.04935 | 0.049747 | 0.050329 | 0.051029 | 0.051882 | 0.05277 | 0.053753 | 0.055464 | 0.056892 | 0.0591 | 0.061262 | 0.06338 | 0.065459 | 0.067514 | 0.069556 | 0.071592 | 0.073618 | 0.075408 | 0.077205 | 0.078984 | 0.080765 | 0.082548 | 0.084247 | 0.085844 | 0.087337 | 0.088429 | 0.08952 | 0.090513 | 0.091406 | 0.0922 | 0.092998 | 0.093799
Gen_BB013 | MW | SEPD | System Transformation | Shin | 0.18518 | 0.18521 | 0.18521 | 0.18523 | 0.18524 | 0.18529 | 0.18535 | 0.1855 | 0.18574 | 0.20071 | 0.21545 | 0.22995 | 0.24421 | 0.25828 | 0.27325 | 0.28924 | 0.30521 | 0.31962 | 0.33416 | 0.34867 | 0.36329 | 0.37907 | 0.39424 | 0.40863 | 0.42333 | 0.4351 | 0.44683 | 0.45785 | 0.46816 | 0.47775 | 0.48736 | 0.497
Gen_BB014 | MW | SEPD | System Transformation | Shin | 0 | 0 | 0 | 0 | 0 | 0 | 0 | 0 | 0 | 0 | 0 | 0 | 0 | 0 | 0 | 0 | 0 | 0 | 0 | 0 | 0 | 0 | 0 | 0 | 0 | 0 | 0 | 0 | 0 | 0 | 0 | 0
Gen_BB015 | MW | SEPD | System Transformation | Shin | 0 | 0 | 0 | 0 | 0 | 0 | 0 | 68 | 68 | 68.3041 | 68.6759 | 68.9726 | 69.6276 | 70.4861 | 70.7765 | 71.0645 | 71.3497 | 71.6247 | 71.8887 | 72.1414 | 72.3823 | 72.6109 | 72.9257 | 73.1514 | 73.3755 | 73.5978 | 73.8182 | 74.0425 | 74.2709 | 74.5035 | 74.7402 | 74.9812
Gen_BB016 | MW | SEPD | System Transformation | Shin | 0.086607 | 0.086607 | 0.087226 | 0.088164 | 0.089761 | 0.093275 | 0.10529 | 0.11282 | 0.12091 | 0.12939 | 0.13819 | 0.14714 | 0.15625 | 0.16997 | 0.18358 | 0.20169 | 0.21462 | 0.23169 | 0.24323 | 0.25544 | 0.2805 | 0.29449 | 0.30831 | 0.31565 | 0.32246 | 0.32875 | 0.33459 | 0.33983 | 0.34456 | 0.34882 | 0.35264 | 0.35589
Gen_BB017 | MW | SEPD | System Transformation | Shin | 0 | 0 | 0 | 0 | 0 | 0 | 0 | 0 | 0 | 0 | 0 | 0 | 0 | 0 | 0 | 0 | 0 | 0 | 0 | 0 | 0 | 0 | 0 | 0 | 0 | 0 | 0 | 0 | 0 | 0 | 0 | 0
Gen_BB018 | MW | SEPD | System Transformation | Shin | 0 | 0 | 0 | 0 | 0.0022868 | 0.022703 | 0.026945 | 0.033129 | 0.038364 | 0.045059 | 0.05028 | 0.057005 | 0.062226 | 0.068921 | 0.075646 | 0.080851 | 0.087591 | 0.092691 | 0.099176 | 0.10408 | 0.1104 | 0.1166 | 0.12125 | 0.12729 | 0.13325 | 0.13768 | 0.1435 | 0.14928 | 0.15498 | 0.15911 | 0.1647 | 0.16981
Hydrogen electrolysis | MW | SEPD | System Transformation | Shin | 0 | 0 | 0 | 0 | 0 | 0 | 0 | 0 | 0 | 0 | 0 | 0 | 0 | 0 | 0 | 0 | 0 | 0 | 0 | 0 | 0 | 0 | 0 | 0 | 0 | 0 | 0 | 0 | 0 | 0 | 0 | 0
Lct_BB001 | Number | SEPD | System Transformation | Shin | 5.27 | 7.0984 | 10.77 | 19.0193 | 29.8704 | 44.569 | 75.2122 | 112.629 | 150.0523 | 187.4742 | 224.9055 | 262.3195 | 324.2455 | 403.2604 | 493.069 | 591.7926 | 700.9935 | 812.6748 | 921.8382 | 1023.0406 | 1111.9931 | 1185.5539 | 1243.1089 | 1283.8103 | 1309.7191 | 1305.6139 | 1307.3272 | 1292.1638 | 1272.4672 | 1244.5082 | 1213.8851 | 1181.0164
Lct_BB003 | Number | SEPD | System Transformation | Shin | 0 | 0 | 0 | 0 | 0 | 0 | 0 | 0 | 0 | 0 | 0 | 0 | 0 | 0 | 0 | 0 | 0 | 0 | 0 | 0 | 0 | 0 | 0 | 0 | 0 | 0 | 0 | 0 | 0 | 0 | 0 | 0
Lct_BB005 | Number | SEPD | System Transformation | Shin | 34.0141 | 39.4814 | 41.5957 | 45.7521 | 49.5303 | 53.6683 | 62.2957 | 72.1925 | 80.5651 | 88.4396 | 105.3973 | 131.6725 | 160.3805 | 189.2145 | 218.2326 | 247.5729 | 277.0056 | 299.4472 | 321.944 | 344.5414 | 367.1814 | 390.033 | 418.8391 | 447.8113 | 477.3034 | 507.0989 | 537.2558 | 538.0257 | 538.8396 | 539.6975 | 540.6074 | 541.5274
Lct_BB006 | Number | SEPD | System Transformation | Shin | 0 | 0 | 0 | 0 | 0 | 0 | 0 | 0 | 0 | 0 | 0 | 0 | 0 | 0 | 0 | 0 | 0 | 0 | 0 | 0 | 0 | 0 | 0 | 0 | 0 | 0 | 0 | 0 | 0 | 0 | 0 | 0
Lct_BB007 | Number | SEPD | System Transformation | Shin | 0 | 0 | 0 | 0 | 0 | 0 | 0 | 0 | 0 | 0 | 0 | 0 | 0 | 0 | 0 | 0 | 0 | 0 | 0 | 0 | 0 | 0 | 0 | 0 | 0 | 0 | 0 | 0 | 0 | 0 | 0 | 0
Lct_BB008 | Number | SEPD | System Transformation | Shin | 0 | 0 | 0 | 0 | 0 | 0 | 0 | 0 | 0 | 0 | 0 | 0 | 0 | 0 | 0 | 0 | 0 | 0 | 0 | 0 | 0 | 0 | 0 | 0 | 0 | 0 | 0 | 0 | 0 | 0 | 0 | 0
Lct_BB010b | MW | SEPD | System Transformation | Shin | 0.028 | 0.0308 | 0.0336 | 0.0588 | 0.0896 | 0.1442 | 0.2898 | 0.3892 | 0.497 | 0.6846 | 0.83916 | 0.93082 | 1.1782 | 1.4258 | 1.78 | 2.2099 | 2.5881 | 3.616 | 4.6844 | 5.1186 | 5.3369 | 5.4332 | 5.5376 | 5.5619 | 5.5804 | 5.5804 | 5.5804 | 5.5804 | 5.5804 | 5.5804 | 5.5804 | 5.5804
Lct_BB011b | MW | SEPD | System Transformation | Shin | 0.068 | 0.068 | 0.06962 | 0.0714 | 0.07355 | 0.07597 | 0.0789 | 0.08228 | 0.0861 | 0.09054 | 0.09597 | 0.10248 | 0.11242 | 0.12417 | 0.138 | 0.15373 | 0.17036 | 0.18781 | 0.20518 | 0.2213 | 0.23536 | 0.24664 | 0.25514 | 0.26093 | 0.26386 | 0.26386 | 0.26386 | 0.26386 | 0.26386 | 0.26386 | 0.26386 | 0.26386
Lct_BB012b | MW | SEPD | System Transformation | Shin | 0 | 0 | 0 | 0.00042 | 0.00101 | 0.00168 | 0.00251 | 0.00318 | 0.004 | 0.00499 | 0.00619 | 0.00758 | 0.00994 | 0.0127 | 0.01578 | 0.01914 | 0.02245 | 0.02576 | 0.02893 | 0.03175 | 0.03409 | 0.03583 | 0.03695 | 0.03754 | 0.03754 | 0.03754 | 0.03754 | 0.03754 | 0.03754 | 0.03754 | 0.03754 | 0.03754
Lct_BB013b | MW | SEPD | System Transformation | Shin | 0 | 0 | 0 | 0 | 0 | 0 | 0 | 0 | 0 | 0 | 0 | 0 | 0 | 0 | 0 | 0 | 0 | 0 | 0 | 0 | 0 | 0 | 0 | 0 | 0 | 0 | 0 | 0 | 0 | 0 | 0 | 0
Lct_BB014 | Number | SEPD | System Transformation | Shin | 0.55883 | 0.56312 | 0.63322 | 0.71892 | 0.81263 | 0.91868 | 1.0403 | 0.93004 | 1.041 | 1.1651 | 1.3026 | 1.4589 | 1.2908 | 1.4562 | 1.6437 | 1.855 | 2.0923 | 3.1289 | 3.3706 | 3.6367 | 3.933 | 4.2587 | 4.9622 | 5.3903 | 5.8573 | 6.3778 | 6.9529 | 7.8394 | 8.8362 | 9.9623 | 11.2294 | 12.6562
Other generation | MW | SEPD | System Transformation | Shin | 0 | 0 | 0 | 0 | 0 | 0 | 0 | 0 | 0 | 0 | 0 | 0 | 0 | 0 | 0 | 0 | 0 | 0 | 0 | 0 | 0 | 0 | 0 | 0 | 0 | 0 | 0 | 0 | 0 | 0 | 0 | 0
Srg_BB001 | MW | SEPD | System Transformation | Shin | 0 | 0.0077036 | 0.008474 | 0.0092444 | 0.010015 | 0.010785 | 0.011555 | 0.11773 | 0.14716 | 0.17633 | 0.20314 | 0.24962 | 0.25784 | 0.26911 | 0.28148 | 0.28941 | 0.3155 | 0.32539 | 0.33644 | 0.34727 | 0.36032 | 0.37045 | 0.39043 | 0.41075 | 0.4293 | 0.44739 | 0.46567 | 0.4679 | 0.47001 | 0.47203 | 0.47396 | 0.47582
Srg_BB002 | MW | SEPD | System Transformation | Shin | 0 | 0 | 7.2498e-05 | 0.00014619 | 0.00022163 | 0.00030022 | 0.00038291 | 0.00072895 | 0.00075768 | 0.00078516 | 0.00081847 | 0.00085106 | 0.00088294 | 0.00091395 | 0.00094433 | 0.00097431 | 0.0010041 | 0.0010335 | 0.0010591 | 0.0010851 | 0.0011107 | 0.0011366 | 0.0013882 | 0.0016531 | 0.0019291 | 0.0022144 | 0.0024955 | 0.0025304 | 0.0025609 | 0.002587 | 0.0026089 | 0.0026306
Data centres (MW) | MW | SEPD | System Transformation | Sloy | 0 | 0 | 0 | 0 | 0 | 0 | 0 | 0 | 0 | 0 | 0 | 0 | 0 | 0 | 0 | 0 | 0 | 0 | 0 | 0 | 0 | 0 | 0 | 0 | 0 | 0 | 0 | 0 | 0 | 0 | 0 | 0
Dem_BB001a | Number of homes (cumulative) | SEPD | System Transformation | Sloy | 0 | 0 | 0 | 0 | 0 | 0 | 0 | 0 | 0 | 0 | 0 | 0 | 0 | 0 | 0 | 0 | 0 | 0.076214 | 0.15949 | 0.23287 | 0.29937 | 0.38422 | 0.43128 | 0.46994 | 0.50107 | 0.5258 | 0.54606 | 0.56259 | 0.57599 | 0.58572 | 0.59219 | 0.59525
Dem_BB002b | Floorspace (m2) (cumulative) | SEPD | System Transformation | Sloy | 0 | 0 | 0 | 0 | 0 | 0 | 0 | 0 | 0 | 0 | 0 | 0 | 0 | 0 | 0 | 0 | 0 | 0 | 0 | 0 | 0 | 0 | 0 | 0 | 0 | 0 | 0 | 0 | 0 | 0 | 0 | 0
Domestic direct electric heating | Number | SEPD | System Transformation | Sloy | 242.4167 | 242.4158 | 242.4163 | 242.4163 | 242.4163 | 242.4163 | 236.3876 | 233.4331 | 230.5084 | 227.6137 | 224.7488 | 221.9092 | 219.1018 | 216.3197 | 213.6475 | 211.6395 | 209.4384 | 207.259 | 205.1015 | 202.9621 | 200.8471 | 198.8719 | 196.9195 | 194.9846 | 193.0694 | 191.1742 | 189.2968 | 187.4347 | 185.5944 | 183.7706 | 181.9688 | 180.1837
Gas: Hydrogen peaking | MW | SEPD | System Transformation | Sloy | 0 | 0 | 0 | 0 | 0 | 0 | 0 | 0 | 0 | 0 | 0 | 0 | 0 | 0 | 0 | 0 | 0 | 0 | 0 | 0 | 0 | 0 | 0 | 0 | 0 | 0 | 0 | 0 | 0 | 0 | 0 | 0
Gen_BB001 | MW | SEPD | System Transformation | Sloy | 0 | 0 | 0 | 0 | 0 | 0 | 0 | 0 | 0 | 0 | 0 | 0 | 0 | 0 | 0 | 0 | 0 | 0 | 0 | 0 | 0 | 0 | 0 | 0 | 0 | 0 | 0 | 0 | 0 | 0 | 0 | 0
Gen_BB004 | MW | SEPD | System Transformation | Sloy | 0 | 0 | 0 | 0 | 0 | 0 | 0 | 0 | 0 | 0 | 0 | 0 | 0 | 0 | 0 | 0 | 0 | 0 | 0 | 0 | 0 | 0 | 0 | 0 | 0 | 0 | 0 | 0 | 0 | 0 | 0 | 0
Gen_BB005 | MW | SEPD | System Transformation | Sloy | 0 | 0 | 0 | 0 | 0 | 0 | 0 | 0 | 0 | 0 | 0 | 0 | 0 | 0 | 0 | 0 | 0 | 0 | 0 | 0 | 0 | 0 | 0 | 0 | 0 | 0 | 0 | 0 | 0 | 0 | 0 | 0
Gen_BB006 | MW | SEPD | System Transformation | Sloy | 0 | 0 | 0 | 0 | 0 | 0 | 0 | 0 | 0 | 0 | 0 | 0 | 0 | 0 | 0 | 0 | 0 | 0 | 0 | 0 | 0 | 0 | 0 | 0 | 0 | 0 | 0 | 0 | 0 | 0 | 0 | 0
Gen_BB008 | MW | SEPD | System Transformation | Sloy | 0 | 0 | 0 | 0 | 0 | 0 | 0 | 0 | 0 | 0 | 0 | 0 | 0 | 0 | 0 | 0 | 0 | 0 | 0 | 0 | 0 | 0 | 0 | 0 | 0 | 0 | 0 | 0 | 0 | 0 | 0 | 0
Gen_BB010 | MW | SEPD | System Transformation | Sloy | 0 | 0 | 0 | 0 | 0 | 0 | 0 | 0 | 0 | 0 | 0 | 0 | 0 | 0 | 0 | 0 | 0 | 0 | 0 | 0 | 0 | 0 | 0 | 0 | 0 | 0 | 0 | 0 | 0 | 0 | 0 | 0
Gen_BB011 | MW | SEPD | System Transformation | Sloy | 0 | 0 | 0 | 0 | 0 | 0 | 0 | 0 | 0 | 0 | 0 | 0 | 0 | 0 | 0 | 0 | 0 | 0 | 0 | 0 | 0 | 0 | 0 | 0 | 0 | 0 | 0 | 0 | 0 | 0 | 0 | 0
Gen_BB012 | MW | SEPD | System Transformation | Sloy | 0 | 0.00015756 | 0.00038893 | 0.00066694 | 0.0010059 | 0.0013585 | 0.0017488 | 0.0024287 | 0.0029957 | 0.0037906 | 0.0045466 | 0.0052692 | 0.0059654 | 0.0066427 | 0.0073064 | 0.007961 | 0.0086056 | 0.0091708 | 0.0097329 | 0.010286 | 0.010835 | 0.011382 | 0.011901 | 0.012388 | 0.012842 | 0.013176 | 0.01351 | 0.013814 | 0.014088 | 0.014333 | 0.014579 | 0.014826
Gen_BB013 | MW | SEPD | System Transformation | Sloy | 0.073558 | 0.073569 | 0.073569 | 0.073576 | 0.073578 | 0.0736 | 0.073623 | 0.073685 | 0.07378 | 0.078035 | 0.082231 | 0.086365 | 0.090432 | 0.094453 | 0.098446 | 0.10242 | 0.10745 | 0.11204 | 0.11665 | 0.12127 | 0.12591 | 0.13166 | 0.13724 | 0.1426 | 0.14775 | 0.15209 | 0.15642 | 0.16056 | 0.1645 | 0.16826 | 0.17202 | 0.17579
Gen_BB014 | MW | SEPD | System Transformation | Sloy | 0 | 0 | 0 | 0 | 0 | 0 | 0 | 0 | 0 | 0 | 0 | 0 | 0 | 0 | 0 | 0 | 0 | 0 | 0 | 0 | 0 | 0 | 0 | 0 | 0 | 0 | 0 | 0 | 0 | 0 | 0 | 0
Gen_BB015 | MW | SEPD | System Transformation | Sloy | 0 | 0 | 0 | 0 | 0 | 0 | 0 | 0 | 0 | 0 | 0 | 0 | 0 | 0 | 0 | 0 | 0 | 0 | 0 | 0 | 0 | 0 | 0 | 0 | 0 | 0 | 0 | 0 | 0 | 0 | 0 | 0
Gen_BB016 | MW | SEPD | System Transformation | Sloy | 0 | 0 | 0 | 0 | 0 | 0 | 0 | 0 | 0 | 0 | 0 | 0 | 0 | 0 | 0 | 0 | 0 | 0 | 0 | 0 | 0 | 0 | 0 | 0 | 0 | 0 | 0 | 0 | 0 | 0 | 0 | 0
Gen_BB017 | MW | SEPD | System Transformation | Sloy | 0 | 0 | 0 | 0 | 0 | 0 | 0 | 0 | 0 | 0 | 0 | 0 | 0 | 0 | 0 | 0 | 0 | 0 | 0 | 0 | 0 | 0 | 0 | 0 | 0 | 0 | 0 | 0 | 0 | 0 | 0 | 0
Gen_BB018 | MW | SEPD | System Transformation | Sloy | 79.9 | 79.9 | 79.9 | 79.9 | 79.9163 | 80.0613 | 80.0915 | 80.1354 | 80.1726 | 80.2202 | 80.2573 | 80.3051 | 80.3422 | 80.3898 | 80.4375 | 80.4745 | 80.5224 | 80.5587 | 80.6048 | 80.6396 | 80.6845 | 80.7286 | 80.7616 | 80.8046 | 80.8469 | 80.8783 | 80.9197 | 80.9608 | 81.0013 | 81.0307 | 81.0704 | 81.1067
Hydrogen electrolysis | MW | SEPD | System Transformation | Sloy | 0 | 0 | 0 | 0 | 0 | 0 | 0 | 0 | 0 | 0 | 0 | 0 | 0 | 0 | 0 | 0 | 0 | 0 | 0 | 0 | 0 | 0 | 0 | 0 | 0 | 0 | 0 | 0 | 0 | 0 | 0 | 0
Lct_BB001 | Number | SEPD | System Transformation | Sloy | 2.8315 | 3.9744 | 6.2787 | 11.6889 | 18.7931 | 28.6767 | 50.5065 | 81.6709 | 112.8737 | 144.0437 | 175.2309 | 206.3993 | 251.0563 | 310.5993 | 376.9601 | 448.4665 | 525.8207 | 603.4958 | 678.1612 | 746.4307 | 806.1179 | 855.3999 | 894.0051 | 920.0876 | 937.1065 | 936.5204 | 946.2751 | 936.1131 | 922.8301 | 903.824 | 882.7123 | 859.4627
Lct_BB003 | Number | SEPD | System Transformation | Sloy | 0 | 0 | 0 | 0 | 0 | 0 | 0 | 0 | 0 | 0 | 0 | 0 | 0.037208 | 0.074232 | 0.12047 | 0.17797 | 0.2491 | 0.33637 | 0.44282 | 0.57156 | 0.72529 | 0.90649 | 1.117 | 1.3574 | 1.6255 | 1.9199 | 2.2335 | 2.5557 | 2.8813 | 3.197 | 3.4948 | 3.7678
Lct_BB005 | Number | SEPD | System Transformation | Sloy | 23.1681 | 26.8669 | 28.2921 | 31.0724 | 33.6008 | 36.3815 | 42.1415 | 48.7766 | 54.384 | 59.6564 | 71.0369 | 87.236 | 104.9503 | 122.7321 | 140.6271 | 158.605 | 176.7722 | 190.5963 | 204.4743 | 218.3854 | 232.3353 | 246.467 | 264.2779 | 282.1928 | 300.3116 | 318.6409 | 337.1585 | 337.5434 | 337.9504 | 338.3793 | 338.8343 | 339.2943
Lct_BB006 | Number | SEPD | System Transformation | Sloy | 0 | 0 | 0 | 0 | 0 | 0 | 0 | 0 | 0 | 0 | 0 | 0 | 0 | 0 | 0 | 0 | 0 | 0 | 0 | 0 | 0 | 0 | 0 | 0 | 0 | 0 | 0 | 0 | 0 | 0 | 0 | 0
Lct_BB007 | Number | SEPD | System Transformation | Sloy | 0 | 0 | 0 | 0 | 0 | 0 | 0 | 0 | 0 | 0 | 0 | 0 | 0 | 0 | 0 | 0 | 0 | 0 | 0 | 0 | 0 | 0 | 0 | 0 | 0 | 0 | 0 | 0 | 0 | 0 | 0 | 0
Lct_BB008 | Number | SEPD | System Transformation | Sloy | 0 | 0 | 0 | 0 | 0 | 0 | 0 | 0 | 0 | 0 | 0 | 0 | 0 | 0 | 0 | 0 | 0 | 0 | 0 | 0 | 0 | 0 | 0 | 0 | 0 | 0 | 0 | 0 | 0 | 0 | 0 | 0
Lct_BB010b | MW | SEPD | System Transformation | Sloy | 0.021 | 0.0224 | 0.0322 | 0.042 | 0.0602 | 0.0854 | 0.1596 | 0.231 | 0.294 | 0.392 | 0.47628 | 0.5513 | 0.69396 | 0.84047 | 1.0426 | 1.2947 | 1.536 | 2.1836 | 2.799 | 3.0497 | 3.1606 | 3.2057 | 3.2199 | 3.234 | 3.2396 | 3.2396 | 3.2396 | 3.2396 | 3.2396 | 3.2396 | 3.2396 | 3.2396
Lct_BB011b | MW | SEPD | System Transformation | Sloy | 0 | 0.0001 | 0.00219 | 0.00486 | 0.00782 | 0.01121 | 0.01539 | 0.01995 | 0.02524 | 0.03168 | 0.03946 | 0.04851 | 0.06215 | 0.07833 | 0.0975 | 0.1192 | 0.14245 | 0.16699 | 0.19163 | 0.21499 | 0.23559 | 0.25278 | 0.26617 | 0.2759 | 0.28222 | 0.28472 | 0.28717 | 0.28962 | 0.29217 | 0.29462 | 0.29632 | 0.29767
Lct_BB012b | MW | SEPD | System Transformation | Sloy | 0.15 | 0.1516 | 0.1532 | 0.15718 | 0.16127 | 0.16548 | 0.16996 | 0.18409 | 0.20182 | 0.22399 | 0.2515 | 0.28553 | 0.33998 | 0.40881 | 0.49356 | 0.59498 | 0.709 | 0.8362 | 0.97203 | 1.1098 | 1.2427 | 1.3646 | 1.4718 | 1.5627 | 1.6342 | 1.6661 | 1.6862 | 1.6948 | 1.6948 | 1.6948 | 1.6948 | 1.6948
Lct_BB013b | MW | SEPD | System Transformation | Sloy | 0 | 0.0005 | 0.001 | 0.00187 | 0.00266 | 0.00338 | 0.00408 | 0.00573 | 0.00768 | 0.00999 | 0.01272 | 0.01593 | 0.02169 | 0.02863 | 0.03683 | 0.04628 | 0.0566 | 0.06776 | 0.07934 | 0.0908 | 0.10164 | 0.1115 | 0.1202 | 0.12777 | 0.13407 | 0.13775 | 0.14082 | 0.1433 | 0.14525 | 0.14672 | 0.14672 | 0.14672
Lct_BB014 | Number | SEPD | System Transformation | Sloy | 0.51713 | 0.52109 | 0.58597 | 0.66527 | 0.75199 | 0.85012 | 0.9627 | 0.98753 | 1.1053 | 1.2371 | 1.3831 | 1.549 | 1.5415 | 1.739 | 1.963 | 2.2153 | 2.4987 | 3.7367 | 4.0253 | 4.3431 | 4.6969 | 5.0859 | 5.62 | 6.1048 | 6.6338 | 7.2233 | 7.8747 | 8.8786 | 10.0076 | 11.283 | 12.718 | 14.3339
Other generation | MW | SEPD | System Transformation | Sloy | 0 | 0 | 0 | 0 | 0 | 0 | 0 | 0 | 0 | 0 | 0 | 0 | 0 | 0 | 0 | 0 | 0 | 0 | 0 | 0 | 0 | 0 | 0 | 0 | 0 | 0 | 0 | 0 | 0 | 0 | 0 | 0
Srg_BB001 | MW | SEPD | System Transformation | Sloy | 0 | 0 | 0 | 0 | 0 | 0 | 0 | 0.028784 | 0.057567 | 0.086351 | 0.11513 | 0.14392 | 0.28928 | 0.43463 | 0.57999 | 0.72535 | 0.87071 | 1.0233 | 1.176 | 1.3286 | 1.4812 | 1.6338 | 1.6979 | 1.762 | 1.8261 | 1.8902 | 1.9543 | 1.9543 | 1.9543 | 1.9543 | 1.9543 | 1.9543
Srg_BB002 | MW | SEPD | System Transformation | Sloy | 0 | 0 | 2.8797e-05 | 5.8068e-05 | 8.8034e-05 | 0.00011925 | 0.0001521 | 0.00028955 | 0.00030096 | 0.00031165 | 0.00032436 | 0.0003366 | 0.00034841 | 0.00035974 | 0.00037073 | 0.00038146 | 0.00039201 | 0.00040237 | 0.00041133 | 0.00042033 | 0.00042919 | 0.00043805 | 0.00052385 | 0.00061377 | 0.00070706 | 0.00080328 | 0.00089781 | 0.00090951 | 0.00091972 | 0.00092847 | 0.00093577 | 0.000943
Data centres (MW) | MW | SEPD | System Transformation | St Fergus Gas | 0 | 0 | 0 | 0 | 0 | 0 | 0 | 0 | 0 | 0 | 0 | 0 | 0 | 0 | 0 | 0 | 0 | 0 | 0 | 0 | 0 | 0 | 0 | 0 | 0 | 0 | 0 | 0 | 0 | 0 | 0 | 0
Dem_BB001a | Number of homes (cumulative) | SEPD | System Transformation | St Fergus Gas | 0 | 0 | 4 | 7 | 11 | 15 | 16 | 17 | 18 | 19 | 20 | 21 | 22 | 22 | 22 | 22 | 22 | 22.076 | 22.159 | 22.2321 | 22.2984 | 22.3607 | 22.3952 | 22.4236 | 22.4464 | 22.4645 | 22.4794 | 22.4915 | 22.5014 | 22.5085 | 22.5132 | 22.5155
Dem_BB002b | Floorspace (m2) (cumulative) | SEPD | System Transformation | St Fergus Gas | 0 | 0 | 0 | 0 | 0 | 0 | 0 | 0 | 0 | 0 | 0 | 0 | 0 | 0 | 0 | 0 | 0 | 0 | 0 | 0 | 0 | 0 | 0 | 0 | 0 | 0 | 0 | 0 | 0 | 0 | 0 | 0
Domestic direct electric heating | Number | SEPD | System Transformation | St Fergus Gas | 79.9852 | 79.985 | 80.4172 | 80.7412 | 81.1732 | 81.6052 | 81.0985 | 80.5204 | 79.9624 | 79.4173 | 78.8812 | 78.3548 | 77.8398 | 77.2032 | 76.6751 | 76.322 | 76.0238 | 75.73 | 75.4381 | 75.1492 | 74.8649 | 74.5845 | 74.4278 | 74.2734 | 74.1221 | 73.9741 | 73.8227 | 73.6717 | 73.5241 | 73.3795 | 73.2385 | 73.1007
Gas: Hydrogen peaking | MW | SEPD | System Transformation | St Fergus Gas | 0 | 0 | 0 | 0 | 0 | 0 | 0 | 0 | 0 | 0 | 0 | 0 | 0 | 0 | 0 | 0 | 0 | 0 | 0 | 0 | 0 | 0 | 0 | 0 | 0 | 0 | 0 | 0 | 0 | 0 | 0 | 0
Gen_BB001 | MW | SEPD | System Transformation | St Fergus Gas | 0 | 0 | 0 | 0 | 0 | 0 | 0 | 0 | 0 | 0 | 0 | 0 | 0 | 0 | 0 | 0 | 0 | 0 | 0 | 0 | 0 | 0 | 0 | 0 | 0 | 0 | 0 | 0 | 0 | 0 | 0 | 0
Gen_BB004 | MW | SEPD | System Transformation | St Fergus Gas | 0 | 0 | 0 | 0 | 0 | 0 | 0 | 0 | 0 | 0 | 0 | 0 | 0 | 0 | 0 | 0 | 0 | 0 | 0 | 0 | 0 | 0 | 0 | 0 | 0 | 0 | 0 | 0 | 0 | 0 | 0 | 0
Gen_BB005 | MW | SEPD | System Transformation | St Fergus Gas | 0 | 0 | 0 | 0 | 0 | 0 | 0 | 0 | 0 | 0 | 0 | 0 | 0 | 0 | 0 | 0 | 0 | 0 | 0 | 0 | 0 | 0 | 0 | 0 | 0 | 0 | 0 | 0 | 0 | 0 | 0 | 0
Gen_BB006 | MW | SEPD | System Transformation | St Fergus Gas | 0 | 0 | 0 | 0 | 0 | 0 | 0 | 0 | 0 | 0 | 0 | 0 | 0 | 0 | 0 | 0 | 0 | 0 | 0 | 0 | 0 | 0 | 0 | 0 | 0 | 0 | 0 | 0 | 0 | 0 | 0 | 0
Gen_BB008 | MW | SEPD | System Transformation | St Fergus Gas | 0 | 0 | 0 | 0 | 0 | 0 | 0 | 0 | 0 | 0 | 0 | 0 | 0 | 0 | 0 | 0 | 0 | 0 | 0 | 0 | 0 | 0 | 0 | 0 | 0 | 0 | 0 | 0 | 0 | 0 | 0 | 0
Gen_BB010 | MW | SEPD | System Transformation | St Fergus Gas | 0 | 0 | 0 | 0 | 0 | 0 | 0 | 0 | 0 | 0 | 0 | 0 | 0 | 0 | 0 | 0 | 0 | 0 | 0 | 0 | 0 | 0 | 0 | 0 | 0 | 0 | 0 | 0 | 0 | 0 | 0 | 0
Gen_BB011 | MW | SEPD | System Transformation | St Fergus Gas | 0 | 0 | 0 | 0 | 0 | 0 | 0 | 0 | 0 | 0 | 0 | 0 | 0 | 0 | 0 | 0 | 0 | 0 | 0 | 0 | 0 | 0 | 0 | 0 | 0 | 0 | 0 | 0 | 0 | 0 | 0 | 0
Gen_BB012 | MW | SEPD | System Transformation | St Fergus Gas | 0.029 | 0.029375 | 0.029934 | 0.030618 | 27.4254 | 27.584 | 27.4843 | 27.8239 | 28.1508 | 28.5128 | 28.8775 | 29.2807 | 29.7145 | 30.1876 | 30.6678 | 31.1687 | 31.6048 | 31.9716 | 32.1935 | 32.6475 | 32.8271 | 32.9913 | 33.1431 | 33.2965 | 33.5651 | 33.8191 | 34.0734 | 34.3029 | 34.5076 | 34.6872 | 34.8451 | 34.981
Gen_BB013 | MW | SEPD | System Transformation | St Fergus Gas | 0.17422 | 0.17521 | 0.17743 | 0.18012 | 0.18395 | 0.18846 | 0.19227 | 0.19934 | 0.20632 | 0.21753 | 0.22868 | 0.23975 | 0.25071 | 0.26063 | 0.2715 | 0.28235 | 0.29426 | 0.30509 | 0.31599 | 0.32689 | 0.33784 | 0.34884 | 0.36051 | 0.37164 | 0.38224 | 0.39083 | 0.39941 | 0.4075 | 0.41511 | 0.42224 | 0.42938 | 0.43653
Gen_BB014 | MW | SEPD | System Transformation | St Fergus Gas | 0 | 0 | 0 | 0 | 0 | 0 | 0 | 0 | 0 | 0 | 0 | 0 | 0 | 0 | 0 | 0 | 0 | 0 | 0 | 0 | 0 | 0 | 0 | 0 | 0 | 0 | 0 | 0 | 0 | 0 | 0 | 0
Gen_BB015 | MW | SEPD | System Transformation | St Fergus Gas | 17.7 | 17.7 | 17.7 | 17.7 | 17.7 | 17.7 | 17.7 | 17.7 | 17.7 | 17.7682 | 17.8515 | 17.918 | 18.0648 | 18.2573 | 18.3224 | 18.3869 | 18.4509 | 19.3125 | 21.0967 | 23.4533 | 23.5073 | 23.5586 | 23.6291 | 23.6797 | 23.7299 | 23.7798 | 23.8292 | 23.8795 | 23.9307 | 23.9828 | 24.0359 | 24.0899
Gen_BB016 | MW | SEPD | System Transformation | St Fergus Gas | 1.3194 | 1.3194 | 1.3196 | 1.3198 | 1.3201 | 1.3209 | 1.3236 | 1.3253 | 1.3271 | 1.329 | 1.331 | 1.333 | 1.335 | 1.3381 | 1.3412 | 1.7452 | 1.7481 | 1.7519 | 1.7545 | 1.7573 | 2.0129 | 2.016 | 2.0191 | 2.0208 | 2.0223 | 2.0237 | 2.025 | 2.0262 | 2.0272 | 2.0282 | 2.029 | 2.0298
Gen_BB017 | MW | SEPD | System Transformation | St Fergus Gas | 0 | 0 | 0 | 0 | 0 | 0 | 0 | 0 | 0 | 0 | 0 | 0 | 0 | 0 | 0 | 0 | 0 | 0 | 0 | 0 | 0 | 0 | 0 | 0 | 0 | 0 | 0 | 0 | 0 | 0 | 0 | 0
Gen_BB018 | MW | SEPD | System Transformation | St Fergus Gas | 0 | 0 | 0 | 0 | 0 | 0 | 0 | 0 | 0 | 0 | 0 | 0 | 0 | 0 | 0 | 0 | 0 | 0 | 0 | 0 | 0 | 0 | 0 | 0 | 0 | 0 | 0 | 0 | 0 | 0 | 0 | 0
Hydrogen electrolysis | MW | SEPD | System Transformation | St Fergus Gas | 0 | 0 | 0 | 0 | 0 | 0 | 0 | 0 | 0 | 0 | 0 | 0 | 0 | 0 | 0 | 0 | 0 | 0 | 0 | 0 | 0 | 0 | 0 | 0 | 0 | 0 | 0 | 0 | 0 | 0 | 0 | 0
Lct_BB001 | Number | SEPD | System Transformation | St Fergus Gas | 5.068 | 6.9556 | 11.5486 | 20.737 | 33.2129 | 50.1351 | 78.8862 | 115.0682 | 152.2695 | 190.8937 | 231.1484 | 273.3461 | 338.019 | 422.1159 | 518.0488 | 624.0677 | 741.0277 | 861.6626 | 980.8335 | 1093.0603 | 1193.9539 | 1280.0484 | 1350.3825 | 1403.1115 | 1441.3569 | 1451.2587 | 1459.8811 | 1448.8534 | 1433.4529 | 1410.5446 | 1384.6717 | 1356.0433
Lct_BB003 | Number | SEPD | System Transformation | St Fergus Gas | 2.6294 | 3.0719 | 3.8112 | 4.9821 | 6.412 | 8.1663 | 10.344 | 12.5724 | 15.5985 | 19.4952 | 24.4131 | 31.0571 | 39.1749 | 48.9898 | 61.0694 | 75.4277 | 92.6366 | 111.8271 | 132.1372 | 152.2475 | 170.7978 | 187.0357 | 200.647 | 211.8638 | 221.2147 | 229.3296 | 234.8856 | 238.9919 | 243.0036 | 246.3817 | 246.9019 | 247.0772
Lct_BB005 | Number | SEPD | System Transformation | St Fergus Gas | 5.307 | 6.7552 | 7.4219 | 8.6211 | 9.7469 | 10.979 | 13.2297 | 15.7889 | 17.9785 | 20.0221 | 24.3791 | 30.7338 | 37.684 | 44.5836 | 51.6094 | 58.6785 | 65.8691 | 72.3815 | 78.9346 | 85.5394 | 92.1532 | 98.7754 | 108.9656 | 119.2306 | 129.6176 | 140.1451 | 150.7778 | 151.3552 | 151.9657 | 152.6091 | 153.2915 | 153.9815
Lct_BB006 | Number | SEPD | System Transformation | St Fergus Gas | 0 | 0 | 0.3553 | 0.7062 | 1.0527 | 1.3946 | 1.7313 | 2.1069 | 2.4758 | 2.8386 | 3.1954 | 4.006 | 7.4763 | 10.9088 | 14.3038 | 17.6601 | 20.9779 | 23.8819 | 26.7496 | 29.5816 | 32.3773 | 35.1369 | 37.545 | 39.9368 | 42.3127 | 44.6725 | 47.0161 | 47.0161 | 47.0161 | 47.0161 | 47.0161 | 47.0161
Lct_BB007 | Number | SEPD | System Transformation | St Fergus Gas | 0.7182 | 0.92651 | 1.0065 | 1.1625 | 1.3044 | 1.4571 | 1.7734 | 2.1343 | 2.4294 | 2.6977 | 3.2362 | 3.7197 | 4.2469 | 4.7739 | 5.3007 | 5.8273 | 6.3537 | 6.7741 | 7.1939 | 7.6131 | 8.0317 | 8.4497 | 8.9949 | 9.526 | 10.049 | 10.5733 | 11.0991 | 11.1224 | 11.1792 | 11.2334 | 11.2863 | 11.3351
Lct_BB008 | Number | SEPD | System Transformation | St Fergus Gas | 0 | 0 | 0.01736 | 0.0345 | 0.05142 | 0.0681 | 0.08456 | 0.1029 | 0.12094 | 0.13868 | 0.15612 | 0.17326 | 0.24659 | 0.31911 | 0.39082 | 0.46174 | 0.53185 | 0.5932 | 0.65378 | 0.71362 | 0.77269 | 0.83099 | 0.88186 | 0.93239 | 0.98258 | 1.0324 | 1.0819 | 1.0819 | 1.0819 | 1.0819 | 1.0819 | 1.0819
Lct_BB010b | MW | SEPD | System Transformation | St Fergus Gas | 0.014 | 0.0238 | 0.0322 | 0.0658 | 0.0924 | 0.14 | 0.2352 | 0.3192 | 0.4732 | 0.5446 | 0.63581 | 0.72031 | 0.88697 | 1.1326 | 1.4221 | 1.6912 | 2.2474 | 3.1062 | 3.4246 | 3.6881 | 3.8711 | 3.9498 | 3.9815 | 4.0026 | 4.009 | 4.009 | 4.009 | 4.009 | 4.009 | 4.009 | 4.009 | 4.009
Lct_BB011b | MW | SEPD | System Transformation | St Fergus Gas | 0 | 0.0018 | 0.00322 | 0.00711 | 0.01154 | 0.01669 | 0.02304 | 0.0299 | 0.03801 | 0.04764 | 0.05904 | 0.07266 | 0.093 | 0.11743 | 0.14603 | 0.1783 | 0.21299 | 0.24966 | 0.28662 | 0.32153 | 0.35254 | 0.37838 | 0.39864 | 0.41378 | 0.4237 | 0.42812 | 0.4325 | 0.43688 | 0.44139 | 0.44573 | 0.44875 | 0.45117
Lct_BB012b | MW | SEPD | System Transformation | St Fergus Gas | 0 | 0 | 0 | 0.0003 | 0.00076 | 0.00131 | 0.00201 | 0.00256 | 0.00326 | 0.00406 | 0.00502 | 0.00611 | 0.00802 | 0.01022 | 0.01269 | 0.01539 | 0.01807 | 0.02077 | 0.02331 | 0.02556 | 0.0274 | 0.02882 | 0.02974 | 0.03022 | 0.03022 | 0.03022 | 0.03022 | 0.03022 | 0.03022 | 0.03022 | 0.03022 | 0.03022
Lct_BB013b | MW | SEPD | System Transformation | St Fergus Gas | 0 | 0 | 0 | 0 | 0 | 0 | 0 | 0 | 0 | 0 | 0 | 0 | 0 | 0 | 0 | 0 | 0 | 0 | 0 | 0 | 0 | 0 | 0 | 0 | 0 | 0 | 0 | 0 | 0 | 0 | 0 | 0
Lct_BB014 | Number | SEPD | System Transformation | St Fergus Gas | 0.51713 | 0.52109 | 0.58597 | 0.66527 | 0.75199 | 0.85012 | 0.9627 | 0.86064 | 0.96328 | 1.0782 | 1.2054 | 1.35 | 1.741 | 1.9641 | 2.2171 | 2.502 | 2.8221 | 4.2203 | 4.5463 | 4.9052 | 5.3048 | 5.7441 | 8.5507 | 9.2883 | 10.0932 | 10.9901 | 11.9811 | 13.5085 | 15.2263 | 17.1668 | 19.3501 | 21.8087
Other generation | MW | SEPD | System Transformation | St Fergus Gas | 0 | 0 | 0 | 0 | 0 | 0 | 0 | 0 | 0 | 0 | 0 | 0 | 0 | 0 | 0 | 0 | 0 | 0 | 0 | 0 | 0 | 0 | 0 | 0 | 0 | 0 | 0 | 0 | 0 | 0 | 0 | 0
Srg_BB001 | MW | SEPD | System Transformation | St Fergus Gas | 0 | 0 | 0.0035535 | 0.0073704 | 0.010966 | 0.014759 | 0.020407 | 0.044837 | 0.052296 | 0.059685 | 0.066451 | 0.078326 | 0.079563 | 0.081558 | 0.083802 | 0.084866 | 0.090593 | 0.09301 | 0.09598 | 0.099201 | 0.10314 | 0.10613 | 0.10886 | 0.11169 | 0.11396 | 0.11607 | 0.11824 | 0.11896 | 0.11964 | 0.12029 | 0.12091 | 0.12151
Srg_BB002 | MW | SEPD | System Transformation | St Fergus Gas | 0 | 0 | 6.9155e-05 | 0.00014018 | 0.00021387 | 0.00029178 | 0.00037519 | 0.00073599 | 0.00076688 | 0.00079565 | 0.00082974 | 0.00086244 | 0.00089386 | 0.00092394 | 0.00095301 | 0.00098132 | 0.0010091 | 0.0010363 | 0.0010598 | 0.0010833 | 0.0011065 | 0.0011296 | 0.001353 | 0.0015869 | 0.0018292 | 0.002079 | 0.0023242 | 0.0023545 | 0.002381 | 0.0024036 | 0.0024226 | 0.0024413
Data centres (MW) | MW | SEPD | System Transformation | St Fillans | 0 | 0 | 0 | 0 | 0 | 0 | 0 | 0 | 0 | 0 | 0 | 0 | 0 | 0 | 0 | 0 | 0 | 0 | 0 | 0 | 0 | 0 | 0 | 0 | 0 | 0 | 0 | 0 | 0 | 0 | 0 | 0
Dem_BB001a | Number of homes (cumulative) | SEPD | System Transformation | St Fillans | 0 | 0 | 0 | 0 | 0 | 0 | 0 | 0 | 0 | 0 | 0 | 0 | 0 | 0 | 0 | 0 | 0 | 0.16488 | 0.34505 | 0.50379 | 0.64766 | 0.79643 | 0.87894 | 0.94672 | 1.0013 | 1.0446 | 1.0802 | 1.1092 | 1.1326 | 1.1497 | 1.161 | 1.1664
Dem_BB002b | Floorspace (m2) (cumulative) | SEPD | System Transformation | St Fillans | 0 | 0 | 0 | 0 | 0 | 0 | 0 | 0 | 0 | 0 | 0 | 0 | 0 | 0 | 0 | 0 | 0 | 0 | 0 | 0 | 0 | 0 | 0 | 0 | 0 | 0 | 0 | 0 | 0 | 0 | 0 | 0
Domestic direct electric heating | Number | SEPD | System Transformation | St Fillans | 199.3478 | 199.3469 | 199.3473 | 199.3473 | 199.3473 | 199.3473 | 193.1833 | 190.1624 | 187.172 | 184.2123 | 181.2831 | 178.3797 | 175.5093 | 172.9238 | 170.6952 | 169.1094 | 167.2058 | 165.3203 | 163.4523 | 161.5992 | 159.8894 | 158.1945 | 156.6395 | 155.0984 | 153.5739 | 152.0665 | 150.5697 | 149.084 | 147.617 | 146.1643 | 144.7309 | 143.3124
Gas: Hydrogen peaking | MW | SEPD | System Transformation | St Fillans | 0 | 0 | 0 | 0 | 0 | 0 | 0 | 0 | 0 | 0 | 0 | 0 | 0 | 0 | 0 | 0 | 0 | 0 | 0 | 0 | 0 | 0 | 0 | 0 | 0 | 0 | 0 | 0 | 0 | 0 | 0 | 0
Gen_BB001 | MW | SEPD | System Transformation | St Fillans | 0 | 0 | 0 | 0 | 0 | 0 | 0 | 0 | 0 | 0 | 0 | 0 | 0 | 0 | 0 | 0 | 0 | 0 | 0 | 0 | 0 | 0 | 0 | 0 | 0 | 0 | 0 | 0 | 0 | 0 | 0 | 0
Gen_BB004 | MW | SEPD | System Transformation | St Fillans | 0 | 0 | 0 | 0 | 0 | 0 | 0 | 0 | 0 | 0 | 0 | 0 | 0 | 0 | 0 | 0 | 0 | 0 | 0 | 0 | 0 | 0 | 0 | 0 | 0 | 0 | 0 | 0 | 0 | 0 | 0 | 0
Gen_BB005 | MW | SEPD | System Transformation | St Fillans | 0 | 0 | 0 | 0 | 0 | 0 | 0 | 0 | 0 | 0 | 0 | 0 | 0 | 0 | 0 | 0 | 0 | 0 | 0 | 0 | 0 | 0 | 0 | 0 | 0 | 0 | 0 | 0 | 0 | 0 | 0 | 0
Gen_BB006 | MW | SEPD | System Transformation | St Fillans | 0 | 0 | 0 | 0 | 0 | 0 | 0 | 0 | 0 | 0 | 0 | 0 | 0 | 0 | 0 | 0 | 0 | 0 | 0 | 0 | 0 | 0 | 0 | 0 | 0 | 0 | 0 | 0 | 0 | 0 | 0 | 0
Gen_BB008 | MW | SEPD | System Transformation | St Fillans | 0 | 0 | 0 | 0 | 0 | 0 | 0 | 0 | 0 | 0 | 0 | 0 | 0 | 0 | 0 | 0 | 0 | 0 | 0 | 0 | 0 | 0 | 0 | 0 | 0 | 0 | 0 | 0 | 0 | 0 | 0 | 0
Gen_BB010 | MW | SEPD | System Transformation | St Fillans | 0 | 0 | 0 | 0 | 0 | 0 | 0 | 0 | 0 | 0 | 0 | 0 | 0 | 0 | 0 | 0 | 0 | 0 | 0 | 0 | 0 | 0 | 0 | 0 | 0 | 0 | 0 | 0 | 0 | 0 | 0 | 0
Gen_BB011 | MW | SEPD | System Transformation | St Fillans | 0 | 0 | 0 | 0 | 0 | 0 | 0 | 0 | 0 | 0 | 0 | 0 | 0 | 0 | 0 | 0 | 0 | 0 | 0 | 0 | 0 | 0 | 0 | 0 | 0 | 0 | 0 | 0 | 0 | 0 | 0 | 0
Gen_BB012 | MW | SEPD | System Transformation | St Fillans | 0 | 0.00037926 | 0.00095883 | 0.0016932 | 0.0026501 | 0.0037242 | 0.0050194 | 0.0075809 | 0.010072 | 0.012963 | 0.015779 | 0.018525 | 0.021212 | 0.02386 | 0.026485 | 0.029098 | 0.031693 | 0.033982 | 0.036275 | 0.038543 | 0.040809 | 0.043079 | 0.045241 | 0.04727 | 0.049167 | 0.050556 | 0.051945 | 0.053208 | 0.054346 | 0.05536 | 0.056377 | 0.057398
Gen_BB013 | MW | SEPD | System Transformation | St Fillans | 0.17422 | 0.17709 | 0.18137 | 0.1868 | 0.19384 | 0.20177 | 0.21131 | 0.23 | 0.24805 | 0.26686 | 0.28539 | 0.30364 | 0.32156 | 0.34119 | 0.36078 | 0.38141 | 0.40203 | 0.42069 | 0.43951 | 0.45829 | 0.47828 | 0.49839 | 0.51883 | 0.53827 | 0.55674 | 0.57155 | 0.58632 | 0.6002 | 0.61319 | 0.62529 | 0.6374 | 0.64955
Gen_BB014 | MW | SEPD | System Transformation | St Fillans | 0 | 0 | 0 | 0 | 0 | 0 | 0 | 0 | 0 | 0 | 0 | 0 | 0 | 0 | 0 | 0 | 0 | 0 | 0 | 0 | 0 | 0 | 0 | 0 | 0 | 0 | 0 | 0 | 0 | 0 | 0 | 0
Gen_BB015 | MW | SEPD | System Transformation | St Fillans | 0 | 0 | 0 | 0 | 0 | 0 | 0 | 0 | 0 | 0.082571 | 0.18352 | 0.26409 | 0.44195 | 0.67506 | 0.75391 | 0.83209 | 0.90955 | 0.9842 | 1.0559 | 1.1245 | 1.1899 | 1.252 | 1.3375 | 1.3988 | 1.4596 | 1.52 | 1.5798 | 1.6407 | 1.7027 | 1.7659 | 1.8302 | 1.8956
Gen_BB016 | MW | SEPD | System Transformation | St Fillans | 0.023517 | 0.023517 | 0.023685 | 0.023939 | 0.024373 | 0.025327 | 0.028589 | 0.030635 | 0.032831 | 0.035133 | 0.037523 | 0.039954 | 0.042427 | 0.046151 | 0.049847 | 0.054766 | 0.058275 | 0.06291 | 0.066045 | 0.069361 | 0.076164 | 0.079963 | 0.083715 | 0.085708 | 0.087558 | 0.089267 | 0.090851 | 0.092275 | 0.09356 | 0.094716 | 0.095752 | 0.096636
Gen_BB017 | MW | SEPD | System Transformation | St Fillans | 0 | 0 | 0 | 0 | 0 | 0 | 0 | 0 | 0 | 0 | 0 | 0 | 0 | 0 | 0 | 0 | 0 | 0 | 0 | 0 | 0 | 0 | 0 | 0 | 0 | 0 | 0 | 0 | 0 | 0 | 0 | 0
Gen_BB018 | MW | SEPD | System Transformation | St Fillans | 7.5999 | 7.5999 | 7.5999 | 7.5999 | 7.6159 | 7.7591 | 7.7889 | 7.8323 | 7.869 | 7.916 | 7.9526 | 7.9997 | 8.0364 | 8.0833 | 8.1305 | 8.167 | 8.2143 | 8.2501 | 8.2955 | 8.3299 | 8.3743 | 8.4177 | 8.4503 | 8.4928 | 8.5346 | 8.5656 | 8.6064 | 8.6469 | 8.6869 | 8.716 | 8.7551 | 8.791
Hydrogen electrolysis | MW | SEPD | System Transformation | St Fillans | 0 | 0 | 0 | 0 | 0 | 0 | 0 | 0 | 0 | 0 | 0 | 0 | 0 | 0 | 0 | 0 | 0 | 0 | 0 | 0 | 0 | 0 | 0 | 0 | 0 | 0 | 0 | 0 | 0 | 0 | 0 | 0
Lct_BB001 | Number | SEPD | System Transformation | St Fillans | 6.4218 | 8.821 | 13.6012 | 24.6274 | 39.1702 | 59.0759 | 99.7904 | 153.521 | 207.2299 | 260.9575 | 314.6922 | 368.4207 | 450.9143 | 559.1174 | 680.7256 | 812.8899 | 957.2949 | 1103.5012 | 1245.0719 | 1375.381 | 1489.5908 | 1583.9334 | 1657.8406 | 1708.7836 | 1741.6739 | 1738.6275 | 1749.766 | 1730.3029 | 1704.9158 | 1668.7935 | 1628.887 | 1585.4744
Lct_BB003 | Number | SEPD | System Transformation | St Fillans | 0 | 0 | 0 | 0 | 0 | 0 | 0 | 0 | 0 | 0 | 0 | 0 | 0 | 0 | 0 | 0 | 0 | 0 | 0 | 0 | 0 | 0 | 0 | 0 | 0 | 0 | 0 | 0 | 0 | 0 | 0 | 0
Lct_BB005 | Number | SEPD | System Transformation | St Fillans | 14.373 | 16.5036 | 17.3051 | 18.8816 | 20.3143 | 21.9017 | 25.1863 | 28.9828 | 32.185 | 35.2022 | 41.7033 | 52.2196 | 63.6902 | 75.3764 | 87.1169 | 99.0317 | 111.0002 | 121.9737 | 133.0025 | 144.0676 | 155.3122 | 166.6075 | 183.9434 | 201.4059 | 219.0915 | 236.9841 | 255.1089 | 256.0713 | 257.0887 | 258.161 | 259.2984 | 260.4484
Lct_BB006 | Number | SEPD | System Transformation | St Fillans | 0 | 0 | 0.6926 | 1.3771 | 2.0526 | 2.7188 | 3.3762 | 4.1084 | 4.8292 | 5.5379 | 6.234 | 7.6777 | 13.8591 | 19.9723 | 26.0177 | 31.9953 | 37.9046 | 43.0762 | 48.1839 | 53.227 | 58.2053 | 63.1196 | 67.4087 | 71.6686 | 75.8998 | 80.1022 | 84.2764 | 84.2764 | 84.2764 | 84.2764 | 84.2764 | 84.2764
Lct_BB007 | Number | SEPD | System Transformation | St Fillans | 4.442 | 5.7303 | 6.2253 | 7.1897 | 8.0676 | 9.0121 | 10.9685 | 13.2005 | 15.0256 | 16.6854 | 20.0155 | 23.0061 | 26.2669 | 29.5264 | 32.7846 | 36.0416 | 39.2973 | 41.8972 | 44.4936 | 47.0863 | 49.6754 | 52.2609 | 55.6327 | 58.9173 | 62.7721 | 66.6463 | 70.5524 | 71.2488 | 69.6084 | 68.0748 | 66.6445 | 65.2898
Lct_BB008 | Number | SEPD | System Transformation | St Fillans | 0 | 0 | 0.10738 | 0.21337 | 0.31798 | 0.4212 | 0.52302 | 0.63643 | 0.74799 | 0.8577 | 0.96554 | 1.0715 | 1.5251 | 1.9736 | 2.4172 | 2.8558 | 3.2894 | 3.6688 | 4.0436 | 4.4136 | 4.7789 | 5.1395 | 5.4542 | 5.7668 | 6.0773 | 6.3856 | 6.6919 | 6.6919 | 6.6919 | 6.6919 | 6.6919 | 6.6919
Lct_BB010b | MW | SEPD | System Transformation | St Fillans | 0.098 | 0.10647 | 0.12227 | 0.15217 | 0.20738 | 0.27114 | 0.42191 | 0.57398 | 0.71642 | 0.85485 | 1.0429 | 1.1878 | 1.4527 | 1.7953 | 2.1861 | 2.6867 | 3.179 | 4.1658 | 5.4129 | 6.1893 | 6.7675 | 6.988 | 7.0703 | 7.1182 | 7.1345 | 7.1345 | 7.1345 | 7.1345 | 7.1345 | 7.1345 | 7.1345 | 7.1345
Lct_BB011b | MW | SEPD | System Transformation | St Fillans | 0.014 | 0.0144 | 0.0165 | 0.01935 | 0.0228 | 0.02686 | 0.03179 | 0.03722 | 0.04366 | 0.05149 | 0.06077 | 0.07183 | 0.08715 | 0.10557 | 0.12735 | 0.15219 | 0.17993 | 0.20992 | 0.24103 | 0.27166 | 0.3007 | 0.32708 | 0.35048 | 0.3715 | 0.39002 | 0.40612 | 0.42207 | 0.43802 | 0.45444 | 0.47024 | 0.48129 | 0.49015
Lct_BB012b | MW | SEPD | System Transformation | St Fillans | 0 | 0 | 3e-05 | 0.00117 | 0.00276 | 0.00471 | 0.00707 | 0.0091 | 0.01156 | 0.01452 | 0.01798 | 0.02205 | 0.02899 | 0.03702 | 0.04619 | 0.0562 | 0.06622 | 0.07639 | 0.08622 | 0.09508 | 0.1025 | 0.10824 | 0.11218 | 0.11452 | 0.1151 | 0.11536 | 0.11552 | 0.11559 | 0.11559 | 0.11559 | 0.11559 | 0.11559
Lct_BB013b | MW | SEPD | System Transformation | St Fillans | 0 | 0.0001 | 0.00022 | 0.00041 | 0.00058 | 0.00074 | 0.00089 | 0.00125 | 0.00168 | 0.00219 | 0.00279 | 0.0035 | 0.00477 | 0.0063 | 0.0081 | 0.01018 | 0.01245 | 0.01491 | 0.01746 | 0.01998 | 0.02236 | 0.02453 | 0.02644 | 0.02811 | 0.0295 | 0.03031 | 0.03098 | 0.03153 | 0.03196 | 0.03228 | 0.03228 | 0.03228
Lct_BB014 | Number | SEPD | System Transformation | St Fillans | 1.3345 | 1.3448 | 1.5122 | 1.7168 | 1.9406 | 2.1939 | 2.4844 | 2.412 | 2.6997 | 3.0216 | 3.3782 | 3.7835 | 3.9959 | 4.5079 | 5.0885 | 5.7425 | 6.4771 | 9.6863 | 10.4343 | 11.2582 | 12.1754 | 13.1836 | 16.7877 | 18.2359 | 19.816 | 21.5769 | 23.5226 | 26.5214 | 29.8939 | 33.7036 | 37.9902 | 42.8172
Other generation | MW | SEPD | System Transformation | St Fillans | 0 | 0 | 0 | 0 | 0 | 0 | 0 | 0 | 0 | 0 | 0 | 0 | 0 | 0 | 0 | 0 | 0 | 0 | 0 | 0 | 0 | 0 | 0 | 0 | 0 | 0 | 0 | 0 | 0 | 0 | 0 | 0
Srg_BB001 | MW | SEPD | System Transformation | St Fillans | 0 | 0.030081 | 0.033089 | 0.036097 | 0.039105 | 0.042113 | 0.045121 | 0.093251 | 0.096259 | 0.099301 | 0.10238 | 0.10556 | 0.11907 | 0.1331 | 0.14763 | 0.1626 | 0.17828 | 0.18202 | 0.18577 | 0.18954 | 0.19335 | 0.19712 | 0.24239 | 0.28768 | 0.33294 | 0.3782 | 0.42346 | 0.42351 | 0.42356 | 0.42361 | 0.42366 | 0.4237
Srg_BB002 | MW | SEPD | System Transformation | St Fillans | 0 | 0 | 7.0993e-05 | 0.00014531 | 0.00022425 | 0.00030983 | 0.00040411 | 0.00083315 | 0.00087152 | 0.00090805 | 0.00095217 | 0.0009952 | 0.0010372 | 0.0010779 | 0.0011177 | 0.001157 | 0.0011958 | 0.0012342 | 0.0012676 | 0.0013013 | 0.0013347 | 0.0013682 | 0.0016944 | 0.0020375 | 0.0023947 | 0.0027639 | 0.0031274 | 0.0031724 | 0.0032118 | 0.0032456 | 0.0032738 | 0.0033018
Data centres (MW) | MW | SEPD | System Transformation | Strathleven | 0 | 0 | 0 | 0 | 0 | 0 | 0 | 0 | 0 | 0 | 0 | 0 | 0 | 0 | 0 | 0 | 0 | 0 | 0 | 0 | 0 | 0 | 0 | 0 | 0 | 0 | 0 | 0 | 0 | 0 | 0 | 0
Dem_BB001a | Number of homes (cumulative) | SEPD | System Transformation | Strathleven | 0 | 23 | 35 | 59 | 66 | 73 | 80 | 87 | 94 | 102 | 110 | 118 | 124 | 127 | 129 | 131 | 133 | 135.6117 | 138.2802 | 139.8692 | 141.403 | 142.9262 | 143.2164 | 143.4548 | 143.6467 | 143.7992 | 143.9241 | 144.0261 | 144.1087 | 144.1687 | 144.2086 | 144.2275
Dem_BB002b | Floorspace (m2) (cumulative) | SEPD | System Transformation | Strathleven | 0 | 2250 | 4050 | 4175 | 4300 | 4425 | 4550 | 4625 | 4700 | 4775 | 4850 | 4925 | 5000 | 5000 | 5000 | 5000 | 5000 | 5000 | 5000 | 5000 | 5000 | 5000 | 5000 | 5000 | 5000 | 5000 | 5000 | 5000 | 5000 | 5000 | 5000 | 5000
Domestic direct electric heating | Number | SEPD | System Transformation | Strathleven | 835.5379 | 838.0215 | 839.3175 | 841.9096 | 842.6654 | 843.4214 | 833.4888 | 827.1575 | 820.9482 | 814.9675 | 809.0553 | 803.2125 | 797.3287 | 791.773 | 785.5254 | 781.7193 | 777.2148 | 773.1383 | 768.7242 | 764.4743 | 760.403 | 756.6195 | 753.3606 | 750.257 | 747.1953 | 744.1764 | 741.1547 | 738.1526 | 735.1956 | 732.2766 | 729.4045 | 726.5724
Gas: Hydrogen peaking | MW | SEPD | System Transformation | Strathleven | 0 | 0 | 0 | 0 | 0 | 0 | 0 | 0 | 0 | 0 | 0 | 0 | 0 | 0 | 0 | 0 | 0 | 0 | 0 | 0 | 0 | 0 | 0 | 0 | 0 | 0 | 0.139 | 0.139 | 0.139 | 0.139 | 0.139 | 0.139
Gen_BB001 | MW | SEPD | System Transformation | Strathleven | 0.139 | 0.139 | 0.139 | 0.139 | 0.139 | 0.139 | 0.139 | 0.139 | 0.139 | 0.139 | 0.139 | 0.139 | 0.139 | 0.139 | 0.139 | 0.139 | 0.139 | 0.139 | 0.139 | 0.139 | 0.139 | 0.139 | 0.139 | 0.139 | 0.139 | 0.139 | 0 | 0 | 0 | 0 | 0 | 0
Gen_BB004 | MW | SEPD | System Transformation | Strathleven | 5.5 | 5.5 | 5.5 | 5.5 | 5.5 | 5.5 | 5.5 | 5.5 | 5.5 | 5.5 | 5.5 | 5.5 | 5.5 | 5.5 | 5.5 | 5.5 | 5.5 | 5.5 | 5.5 | 5.5 | 5.5 | 5.5 | 5.5 | 3.5 | 3.5 | 1.43 | 0.49005 | 0.48025 | 0.47064 | 0.45652 | 0.44283 | 0.42954
Gen_BB005 | MW | SEPD | System Transformation | Strathleven | 0 | 0 | 0 | 0 | 0 | 0 | 0 | 0 | 0 | 0 | 0 | 0 | 0 | 0 | 0 | 0 | 0 | 0 | 0 | 0 | 0 | 0 | 0 | 0 | 0 | 0 | 0 | 0 | 0 | 0 | 0 | 0
Gen_BB006 | MW | SEPD | System Transformation | Strathleven | 0 | 0 | 0 | 0 | 0 | 0 | 0 | 0 | 0 | 0 | 0 | 0 | 0 | 0 | 0 | 0 | 0 | 0 | 0 | 0 | 0 | 0 | 0 | 0 | 0 | 0 | 0 | 0 | 0 | 0 | 0 | 0
Gen_BB008 | MW | SEPD | System Transformation | Strathleven | 0 | 0 | 0 | 0 | 0 | 0 | 0 | 0 | 0 | 0 | 0 | 0 | 0 | 0 | 0 | 0 | 0 | 0 | 0 | 0 | 0 | 0 | 0 | 0 | 0 | 0 | 0 | 0 | 0 | 0 | 0 | 0
Gen_BB010 | MW | SEPD | System Transformation | Strathleven | 0.5 | 0.5 | 0.5 | 0.5 | 0.5 | 0.5 | 0.5 | 0.5 | 0.5 | 0.5 | 0.5 | 0.5 | 0.5 | 0.5 | 0.5 | 0.5 | 0.5 | 0.5 | 0.5 | 0.5 | 0.5 | 0.5 | 0.5 | 0.5 | 0.5 | 0.5 | 0.5 | 0.5 | 0.5 | 0.5 | 0.5 | 0.5
Gen_BB011 | MW | SEPD | System Transformation | Strathleven | 0 | 0 | 0 | 0 | 0 | 0 | 0 | 0 | 0 | 0 | 0 | 0 | 0 | 0 | 0 | 0 | 0 | 0 | 0 | 0 | 0 | 0 | 0 | 0 | 0 | 0 | 0 | 0 | 0 | 0 | 0 | 0
Gen_BB012 | MW | SEPD | System Transformation | Strathleven | 0.51591 | 0.51966 | 0.52524 | 0.53207 | 0.54059 | 0.5497 | 0.56013 | 1.08 | 1.6883 | 2.3882 | 3.2163 | 4.3008 | 5.5598 | 6.9929 | 8.4494 | 9.9778 | 11.2639 | 12.3352 | 12.8879 | 14.2829 | 14.7021 | 15.113 | 15.5184 | 15.9244 | 16.71 | 17.487 | 18.2636 | 18.9626 | 19.5845 | 20.1287 | 20.5982 | 20.9926
Gen_BB013 | MW | SEPD | System Transformation | Strathleven | 1.7422 | 1.754 | 1.7699 | 1.7939 | 1.819 | 1.8478 | 1.8823 | 1.9472 | 2.0112 | 2.0876 | 2.1638 | 2.2396 | 2.314 | 2.39 | 2.468 | 2.547 | 2.6272 | 2.7036 | 2.7771 | 2.8517 | 2.9277 | 3.006 | 3.0859 | 3.1633 | 3.2374 | 3.2982 | 3.359 | 3.4166 | 3.4712 | 3.5225 | 3.574 | 3.6257
Gen_BB014 | MW | SEPD | System Transformation | Strathleven | 0 | 0 | 0 | 0 | 0 | 0 | 0 | 0 | 0 | 0 | 0 | 0 | 0 | 0 | 0 | 0 | 0 | 0 | 0 | 0 | 0 | 0 | 0 | 0 | 0 | 0 | 0 | 0 | 0 | 0 | 0 | 0
Gen_BB015 | MW | SEPD | System Transformation | Strathleven | 20 | 20 | 20 | 20 | 20 | 20 | 41 | 41 | 41 | 41.2173 | 41.483 | 41.6951 | 42.1632 | 42.7768 | 42.9843 | 43.1901 | 43.3939 | 43.5904 | 43.7791 | 43.9597 | 44.1319 | 49.2952 | 49.5202 | 49.6815 | 49.8417 | 50.0005 | 50.158 | 50.3184 | 50.4816 | 50.6478 | 50.817 | 50.9892
Gen_BB016 | MW | SEPD | System Transformation | Strathleven | 0.9899 | 0.9899 | 0.99034 | 0.99101 | 0.99215 | 0.99466 | 1.0032 | 1.0086 | 1.0144 | 1.0205 | 1.0268 | 1.0332 | 1.0397 | 1.0495 | 1.0592 | 1.0721 | 1.0814 | 1.0936 | 1.1018 | 1.1556 | 1.1735 | 1.5555 | 1.6123 | 1.6176 | 1.6225 | 1.6269 | 1.6311 | 1.6349 | 1.6382 | 1.6413 | 1.644 | 1.6463
Gen_BB017 | MW | SEPD | System Transformation | Strathleven | 0 | 0 | 0 | 0 | 0 | 0 | 0 | 0 | 0 | 0 | 0 | 0 | 0 | 0 | 0 | 0 | 0 | 0 | 0 | 0 | 0 | 0 | 0 | 0 | 0 | 0 | 0 | 0 | 0 | 0 | 0 | 0
Gen_BB018 | MW | SEPD | System Transformation | Strathleven | 3.181 | 3.281 | 3.281 | 3.281 | 3.2874 | 3.3445 | 3.3563 | 3.3736 | 3.3883 | 3.407 | 3.4216 | 3.4404 | 3.455 | 3.4737 | 3.4925 | 3.5071 | 3.5259 | 3.5402 | 3.5583 | 3.572 | 3.5897 | 3.607 | 3.62 | 3.6369 | 3.6536 | 3.666 | 3.6823 | 3.6984 | 3.7143 | 3.7259 | 3.7415 | 3.7558
Hydrogen electrolysis | MW | SEPD | System Transformation | Strathleven | 0 | 0 | 0 | 0 | 0 | 0 | 0 | 0 | 0 | 0 | 0 | 0 | 0 | 0 | 0 | 0 | 0 | 0 | 0 | 0 | 0 | 0 | 0 | 0 | 0 | 0 | 0 | 0 | 0 | 0 | 0 | 0
Lct_BB001 | Number | SEPD | System Transformation | Strathleven | 35.6916 | 49.501 | 77.241 | 141.2067 | 225.7483 | 342.405 | 531.2146 | 761.8497 | 992.4971 | 1223.1598 | 1453.7829 | 1684.4806 | 2043.6409 | 2530.591 | 3075.3982 | 3664.5385 | 4304.5282 | 4949.3844 | 5571.2318 | 6141.4594 | 6640.4728 | 7052.6263 | 7375.5174 | 7595.3942 | 7738.4754 | 7729.8258 | 7797.2928 | 7712.2846 | 7601.313 | 7442.766 | 7267.1737 | 7074.8351
Lct_BB003 | Number | SEPD | System Transformation | Strathleven | 0 | 0 | 0 | 0 | 0 | 0 | 0 | 0 | 0 | 0 | 0 | 0 | 0 | 0 | 0 | 0 | 0 | 0 | 0 | 0 | 0 | 0 | 0 | 0 | 0 | 0 | 0 | 0 | 0 | 0 | 0 | 0
Lct_BB005 | Number | SEPD | System Transformation | Strathleven | 180.9004 | 200.7798 | 208.6332 | 223.8614 | 237.2001 | 252.0004 | 282.2989 | 317.2509 | 347.0278 | 375.2098 | 436.0343 | 508.5046 | 587.7179 | 667.4683 | 747.978 | 829.0692 | 910.7873 | 977.6466 | 1044.5814 | 1111.8501 | 1179.5284 | 1247.7601 | 1341.214 | 1435.451 | 1530.9158 | 1627.5113 | 1725.2297 | 1729.4641 | 1733.9405 | 1738.659 | 1743.6634 | 1748.7234
Lct_BB006 | Number | SEPD | System Transformation | Strathleven | 0 | 0 | 1.6209 | 3.2203 | 4.798 | 6.3555 | 7.8925 | 9.6051 | 11.2875 | 12.9431 | 14.5712 | 17.9923 | 32.6375 | 47.1219 | 61.4449 | 75.6059 | 89.606 | 101.8583 | 113.9589 | 125.9071 | 137.7027 | 149.3462 | 159.5071 | 169.6003 | 179.6247 | 189.5804 | 199.4692 | 199.4692 | 199.4692 | 199.4692 | 199.4692 | 199.4692
Lct_BB007 | Number | SEPD | System Transformation | Strathleven | 5.3729 | 6.9313 | 7.53 | 8.6965 | 9.7584 | 10.9008 | 13.2673 | 15.9671 | 18.1746 | 20.1822 | 24.2103 | 27.8276 | 31.7718 | 35.7145 | 39.6556 | 43.5952 | 47.5332 | 50.678 | 53.8184 | 56.9545 | 60.0862 | 63.215 | 67.2951 | 71.3204 | 75.2883 | 79.2676 | 83.2586 | 82.9219 | 82.8691 | 82.8263 | 82.8007 | 82.768
Lct_BB008 | Number | SEPD | System Transformation | Strathleven | 0 | 0 | 0.12989 | 0.25809 | 0.38461 | 0.50943 | 0.6326 | 0.76979 | 0.90474 | 1.0374 | 1.1678 | 1.296 | 1.8446 | 2.3872 | 2.9237 | 3.4542 | 3.9787 | 4.4377 | 4.891 | 5.3385 | 5.7804 | 6.2166 | 6.5972 | 6.9753 | 7.3508 | 7.7238 | 8.0942 | 8.0942 | 8.0942 | 8.0942 | 8.0942 | 8.0942
Lct_BB010b | MW | SEPD | System Transformation | Strathleven | 0.365 | 0.43393 | 0.51147 | 0.69034 | 0.93273 | 1.2444 | 1.861 | 2.3874 | 3.0617 | 3.6949 | 4.2514 | 4.842 | 5.9484 | 7.3188 | 9.1365 | 11.1688 | 15.2059 | 19.6124 | 22.1649 | 23.5378 | 24.3412 | 24.6525 | 24.7765 | 24.8536 | 24.881 | 24.881 | 24.881 | 24.881 | 24.881 | 24.881 | 24.881 | 24.881
Lct_BB011b | MW | SEPD | System Transformation | Strathleven | 0.014 | 0.0159 | 0.02578 | 0.03949 | 0.05543 | 0.07375 | 0.09623 | 0.1202 | 0.14879 | 0.18283 | 0.22332 | 0.27161 | 0.34328 | 0.42937 | 0.52991 | 0.64451 | 0.76755 | 0.89778 | 1.0288 | 1.1529 | 1.2633 | 1.3555 | 1.4282 | 1.483 | 1.5199 | 1.5371 | 1.5542 | 1.5713 | 1.5888 | 1.6058 | 1.6175 | 1.627
Lct_BB012b | MW | SEPD | System Transformation | Strathleven | 0.313 | 0.3132 | 0.31333 | 0.32203 | 0.33399 | 0.34873 | 0.36671 | 0.38252 | 0.40168 | 0.42456 | 0.45167 | 0.48334 | 0.53741 | 0.60047 | 0.67215 | 0.7512 | 0.83099 | 0.91248 | 0.9916 | 1.0634 | 1.1245 | 1.1726 | 1.2066 | 1.2277 | 1.2351 | 1.2384 | 1.2404 | 1.2413 | 1.2413 | 1.2413 | 1.2413 | 1.2413
Lct_BB013b | MW | SEPD | System Transformation | Strathleven | 0 | 0 | 0 | 0 | 0 | 0 | 0 | 0 | 0 | 0 | 0 | 0 | 0 | 0 | 0 | 0 | 0 | 0 | 0 | 0 | 0 | 0 | 0 | 0 | 0 | 0 | 0 | 0 | 0 | 0 | 0 | 0
Lct_BB014 | Number | SEPD | System Transformation | Strathleven | 9.792 | 9.8672 | 11.0956 | 12.5972 | 14.2392 | 16.0974 | 18.2291 | 17.5335 | 19.6245 | 21.965 | 24.5571 | 27.503 | 27.6055 | 31.143 | 35.154 | 39.6721 | 44.747 | 66.9181 | 72.0858 | 77.7778 | 84.114 | 91.0793 | 108.231 | 117.5673 | 127.7543 | 139.107 | 151.6509 | 170.9845 | 192.7272 | 217.2883 | 244.9242 | 276.0442
Other generation | MW | SEPD | System Transformation | Strathleven | 0 | 0 | 0 | 0 | 0 | 0 | 0 | 0 | 0 | 0 | 0 | 0 | 0 | 0 | 0 | 0 | 0 | 0 | 0 | 0 | 0 | 0 | 0 | 0 | 0 | 0 | 0 | 0 | 0 | 0 | 0 | 0
Srg_BB001 | MW | SEPD | System Transformation | Strathleven | 0 | 0 | 0.0040153 | 0.0083281 | 0.012391 | 0.016677 | 0.02976 | 0.087727 | 0.10592 | 0.12452 | 0.14217 | 0.17456 | 0.17811 | 0.18414 | 0.19128 | 0.19483 | 0.21474 | 0.22306 | 0.23258 | 0.24227 | 0.25425 | 0.26406 | 0.27312 | 0.28262 | 0.29035 | 0.29769 | 0.30537 | 0.30796 | 0.31043 | 0.31283 | 0.31515 | 0.31739
Srg_BB002 | MW | SEPD | System Transformation | Strathleven | 0 | 0 | 0.00069095 | 0.0014001 | 0.0021353 | 0.0029119 | 0.0037425 | 0.0073286 | 0.0076352 | 0.0079161 | 0.0082441 | 0.0085545 | 0.0088494 | 0.0091285 | 0.0093955 | 0.0096531 | 0.0099034 | 0.010147 | 0.010356 | 0.010564 | 0.010767 | 0.010968 | 0.012906 | 0.014923 | 0.017005 | 0.019144 | 0.021239 | 0.021497 | 0.021722 | 0.021915 | 0.022075 | 0.022233
Data centres (MW) | MW | SEPD | System Transformation | Strichen | 0 | 0 | 0 | 0 | 0 | 0 | 0 | 0 | 0 | 0 | 0 | 0 | 0 | 0 | 0 | 0 | 0 | 0 | 0 | 0 | 0 | 0 | 0 | 0 | 0 | 0 | 0 | 0 | 0 | 0 | 0 | 0
Dem_BB001a | Number of homes (cumulative) | SEPD | System Transformation | Strichen | 0 | 59 | 129 | 198 | 264 | 342 | 418 | 493 | 566 | 627 | 682 | 740 | 795 | 848 | 897 | 948 | 996 | 1035.9172 | 1076.9195 | 1099.8026 | 1119.603 | 1136.309 | 1150.7006 | 1163.0223 | 1173.2813 | 1181.4871 | 1186.6557 | 1189.7932 | 1190.9047 | 1190.9857 | 1191.0395 | 1191.065
Dem_BB002b | Floorspace (m2) (cumulative) | SEPD | System Transformation | Strichen | 0 | 3001.404 | 5406.4682 | 7577.6958 | 7915.9495 | 8922.3627 | 12436.9855 | 16143.2478 | 20109.7012 | 24337.5456 | 28825.6809 | 33574.1073 | 38413.5065 | 43412.3705 | 48614.18 | 53815.63 | 55896.889 | 57717.957 | 59278.734 | 60579.22 | 61619.415 | 62399.51 | 62919.51 | 63179.51 | 63179.51 | 63179.51 | 63179.51 | 63179.51 | 63179.51 | 63179.51 | 63179.51 | 63179.51
Domestic direct electric heating | Number | SEPD | System Transformation | Strichen | 1706.7615 | 1713.1326 | 1720.6932 | 1728.1453 | 1735.2733 | 1743.6974 | 1734.3181 | 1725.58 | 1716.6978 | 1706.2308 | 1695.0457 | 1684.4447 | 1674.2239 | 1664.6816 | 1654.7247 | 1650.0914 | 1643.4912 | 1636.1446 | 1628.7222 | 1619.4308 | 1610.0595 | 1600.722 | 1592.213 | 1583.592 | 1575.1172 | 1566.5472 | 1557.5619 | 1548.4112 | 1539.1756 | 1529.9659 | 1520.9038 | 1511.981
Gas: Hydrogen peaking | MW | SEPD | System Transformation | Strichen | 0 | 0 | 0 | 0 | 0 | 0 | 0 | 0 | 0 | 0 | 0 | 0 | 0 | 0 | 0 | 0 | 0 | 0 | 0 | 0 | 0 | 0 | 0 | 0 | 0 | 0 | 0.049 | 0.049 | 0.049 | 0.049 | 0.049 | 0.049
Gen_BB001 | MW | SEPD | System Transformation | Strichen | 0.049 | 0.049 | 0.049 | 0.049 | 0.049 | 0.049 | 0.049 | 0.049 | 0.049 | 0.049 | 0.049 | 0.049 | 0.049 | 0.049 | 0.049 | 0.049 | 0.049 | 0.049 | 0.049 | 0.049 | 0.049 | 0.049 | 0.049 | 0.049 | 0.049 | 0.049 | 0 | 0 | 0 | 0 | 0 | 0
Gen_BB004 | MW | SEPD | System Transformation | Strichen | 0 | 0 | 0 | 0 | 0 | 0 | 0 | 0 | 0 | 0 | 0 | 0 | 0 | 0 | 0 | 0 | 0 | 0 | 0 | 0 | 0 | 0 | 0 | 0 | 0 | 0 | 0 | 0 | 0 | 0 | 0 | 0
Gen_BB005 | MW | SEPD | System Transformation | Strichen | 0 | 0 | 0 | 0 | 0 | 0 | 0 | 0 | 0 | 0 | 0 | 0 | 0 | 0 | 0 | 0 | 0 | 0 | 0 | 0 | 0 | 0 | 0 | 0 | 0 | 0 | 0 | 0 | 0 | 0 | 0 | 0
Gen_BB006 | MW | SEPD | System Transformation | Strichen | 0 | 0 | 0 | 0 | 0 | 0 | 0 | 0 | 0 | 0 | 0 | 0 | 0 | 0 | 0 | 0 | 0 | 0 | 0 | 0 | 0 | 0 | 0 | 0 | 0 | 0 | 0 | 0 | 0 | 0 | 0 | 0
Gen_BB008 | MW | SEPD | System Transformation | Strichen | 0 | 0 | 0 | 0 | 0 | 0 | 0 | 0 | 0 | 0 | 0 | 0 | 0 | 0 | 0 | 0 | 0 | 0 | 0 | 0 | 0 | 0 | 0 | 0 | 0 | 0 | 0 | 0 | 0 | 0 | 0 | 0
Gen_BB010 | MW | SEPD | System Transformation | Strichen | 0 | 0 | 0 | 0 | 0 | 0 | 0 | 0 | 0 | 0 | 0 | 0 | 0 | 0 | 0 | 0 | 0 | 0 | 0 | 0 | 0 | 0 | 0 | 0 | 0 | 0 | 0 | 0 | 0 | 0 | 0 | 0
Gen_BB011 | MW | SEPD | System Transformation | Strichen | 0 | 0 | 0 | 0 | 0 | 0 | 0 | 0 | 0 | 0 | 0 | 0 | 0 | 0 | 0 | 0 | 0 | 0 | 0 | 0 | 0 | 0 | 0 | 0 | 0 | 0 | 0 | 0 | 0 | 0 | 0 | 0
Gen_BB012 | MW | SEPD | System Transformation | Strichen | 0.33221 | 0.33699 | 0.34408 | 0.35275 | 0.36353 | 0.37502 | 0.38812 | 2.3709 | 4.7051 | 7.3947 | 10.5906 | 14.7935 | 19.6823 | 25.254 | 30.9194 | 36.8675 | 41.8689 | 46.0341 | 48.1712 | 53.6043 | 55.2206 | 56.8053 | 58.3694 | 59.9375 | 62.9924 | 66.018 | 69.0422 | 71.7644 | 74.1855 | 76.3042 | 78.1304 | 79.6628
Gen_BB013 | MW | SEPD | System Transformation | Strichen | 2.2204 | 2.2371 | 2.2656 | 2.3039 | 2.3526 | 2.4159 | 2.4905 | 2.6032 | 2.7186 | 2.9023 | 3.0838 | 3.27 | 3.4573 | 3.6495 | 3.8432 | 4.0451 | 4.2489 | 4.4312 | 4.6135 | 4.7786 | 4.9424 | 5.1056 | 5.2698 | 5.4248 | 5.573 | 5.6924 | 5.8085 | 5.916 | 6.0148 | 6.1063 | 6.1979 | 6.2899
Gen_BB014 | MW | SEPD | System Transformation | Strichen | 0 | 0 | 0 | 0 | 0 | 0 | 0 | 0 | 0 | 0 | 0 | 0 | 0 | 0 | 0 | 0 | 0 | 0 | 0 | 0 | 0 | 0 | 0 | 0 | 0 | 0 | 0 | 0 | 0 | 0 | 0 | 0
Gen_BB015 | MW | SEPD | System Transformation | Strichen | 14.5 | 14.5 | 14.5 | 14.5 | 14.5 | 14.5 | 14.5 | 14.5 | 14.5 | 14.8492 | 15.2762 | 15.617 | 16.3692 | 17.3552 | 17.6887 | 18.0194 | 19.547 | 22.4127 | 23.916 | 24.2062 | 26.7829 | 27.0453 | 27.4069 | 27.6661 | 27.9235 | 28.1787 | 28.4319 | 28.6895 | 28.9519 | 29.2189 | 29.4907 | 29.7675
Gen_BB016 | MW | SEPD | System Transformation | Strichen | 12.4015 | 12.4015 | 12.4022 | 12.4033 | 12.4051 | 12.4091 | 12.4229 | 12.4316 | 12.4409 | 12.4506 | 12.4607 | 12.471 | 12.4814 | 12.8972 | 12.9128 | 12.9336 | 13.3485 | 13.7681 | 14.3063 | 14.7204 | 15.1141 | 18.1297 | 18.8071 | 18.8155 | 18.8233 | 18.8306 | 18.8373 | 18.8433 | 18.8487 | 18.8536 | 18.858 | 18.8617
Gen_BB017 | MW | SEPD | System Transformation | Strichen | 0 | 0 | 0 | 0 | 0 | 0 | 0 | 0 | 0 | 0 | 0 | 0 | 0 | 0 | 0 | 0 | 0 | 0 | 0 | 0 | 0 | 0 | 0 | 0 | 0 | 0 | 0 | 0 | 0 | 0 | 0 | 0
Gen_BB018 | MW | SEPD | System Transformation | Strichen | 0.0102 | 0.0102 | 0.0102 | 0.0102 | 0.0102 | 0.0102 | 0.0102 | 0.0102 | 0.0102 | 0.0102 | 0.0102 | 0.0102 | 0.0102 | 0.0102 | 0.0102 | 0.0102 | 0.0102 | 0.0102 | 0.0102 | 0.0102 | 0.0102 | 0.0102 | 0.0102 | 0.0102 | 0.0102 | 0.0102 | 0.0102 | 0.0102 | 0.0102 | 0.0102 | 0.0102 | 0.0102
Hydrogen electrolysis | MW | SEPD | System Transformation | Strichen | 0 | 0 | 0 | 0 | 0 | 0 | 0 | 0 | 0 | 0 | 0 | 0 | 0 | 0 | 0 | 0 | 0 | 0 | 0 | 0 | 0 | 0 | 0 | 0 | 0 | 0 | 0 | 0 | 0 | 0 | 0 | 0
Lct_BB001 | Number | SEPD | System Transformation | Strichen | 59.6765 | 81.1831 | 126.2045 | 226.9039 | 360.0267 | 541.946 | 864.3261 | 1265.1863 | 1669.8721 | 2079.4532 | 2493.8372 | 2915.8486 | 3587.9366 | 4463.5873 | 5455.74 | 6544.0494 | 7741.8933 | 8965.9682 | 10163.4072 | 11276.6137 | 12262.246 | 13086.6051 | 13742.3373 | 14212.8498 | 14530.3271 | 14542.881 | 14611.6666 | 14465.4591 | 14271.524 | 13992.4515 | 13682.8334 | 13345.8402
Lct_BB003 | Number | SEPD | System Transformation | Strichen | 2.6294 | 3.0719 | 4.4725 | 6.1571 | 8.2056 | 10.7138 | 13.8242 | 18.5056 | 24.0327 | 30.6546 | 40.912 | 53.3974 | 69.3539 | 89.6916 | 115.0476 | 145.6391 | 182.726 | 224.7752 | 270.1244 | 316.0705 | 359.6909 | 399.2253 | 433.8009 | 463.7094 | 489.8951 | 513.5947 | 531.8141 | 546.7642 | 561.3222 | 573.9346 | 578.3201 | 581.9721
Lct_BB005 | Number | SEPD | System Transformation | Strichen | 77.5942 | 120.666 | 138.9342 | 171.9913 | 202.3553 | 235.918 | 302.1139 | 377.9937 | 442.3952 | 502.286 | 626.4634 | 797.4449 | 984.3069 | 1172.3281 | 1361.7193 | 1552.983 | 1745.3683 | 1898.5748 | 2052.5447 | 2205.3033 | 2358.59 | 2512.4901 | 2716.1672 | 2920.9407 | 3128.4042 | 3337.7812 | 3549.0727 | 3556.5791 | 3564.1076 | 3571.8287 | 3580.0177 | 3588.2977
Lct_BB006 | Number | SEPD | System Transformation | Strichen | 0 | 0 | 1.8912 | 3.7576 | 5.5997 | 7.4174 | 9.2106 | 11.2065 | 13.1711 | 15.1019 | 17.0007 | 21.47 | 40.5969 | 59.5123 | 78.2183 | 96.7118 | 114.9965 | 130.9976 | 146.8001 | 162.4038 | 177.8096 | 193.0168 | 206.2865 | 219.4682 | 232.5605 | 245.5637 | 258.4781 | 258.4781 | 258.4781 | 258.4781 | 258.4781 | 258.4781
Lct_BB007 | Number | SEPD | System Transformation | Strichen | 6.2439 | 8.0549 | 8.7506 | 10.1063 | 11.3403 | 12.6679 | 15.4181 | 18.5555 | 21.1209 | 23.454 | 28.135 | 32.3388 | 36.9223 | 41.5041 | 46.0841 | 50.6623 | 55.2386 | 58.8933 | 62.5428 | 66.1873 | 69.8267 | 73.461 | 78.2007 | 83.0249 | 87.7849 | 92.5686 | 97.3712 | 97.324 | 97.1328 | 96.9612 | 96.817 | 96.671
Lct_BB008 | Number | SEPD | System Transformation | Strichen | 0 | 0 | 0.15095 | 0.29993 | 0.44696 | 0.59206 | 0.73519 | 0.89462 | 1.0514 | 1.2056 | 1.3572 | 1.5062 | 2.1437 | 2.7743 | 3.3978 | 4.0143 | 4.6237 | 5.1571 | 5.6839 | 6.204 | 6.7175 | 7.2244 | 7.6667 | 8.1061 | 8.5425 | 8.976 | 9.4064 | 9.4064 | 9.4064 | 9.4064 | 9.4064 | 9.4064
Lct_BB010b | MW | SEPD | System Transformation | Strichen | 0.308 | 0.40366 | 0.50298 | 0.7626 | 1.1952 | 1.745 | 2.9066 | 4.1291 | 5.7616 | 6.8858 | 8.018 | 9.0964 | 10.9492 | 13.8548 | 17.4281 | 20.8064 | 28.403 | 35.8695 | 41.6892 | 44.7931 | 46.7052 | 48.0361 | 48.9326 | 49.2297 | 49.3769 | 49.3769 | 49.3769 | 49.3769 | 49.3769 | 49.3769 | 49.3769 | 49.3769
Lct_BB011b | MW | SEPD | System Transformation | Strichen | 0.007 | 0.0115 | 0.03645 | 0.0718 | 0.11199 | 0.15981 | 0.2175 | 0.27977 | 0.35433 | 0.4435 | 0.54937 | 0.6756 | 0.85794 | 1.0774 | 1.3357 | 1.6298 | 1.9486 | 2.2883 | 2.6326 | 2.9637 | 3.2634 | 3.5217 | 3.734 | 3.9045 | 4.0344 | 4.1204 | 4.2055 | 4.2907 | 4.3783 | 4.4628 | 4.5215 | 4.5686
Lct_BB012b | MW | SEPD | System Transformation | Strichen | 0 | 0 | 0.00012 | 0.0061 | 0.01484 | 0.02547 | 0.03855 | 0.04961 | 0.0631 | 0.07906 | 0.09782 | 0.11975 | 0.15731 | 0.20085 | 0.25016 | 0.30429 | 0.35843 | 0.41346 | 0.46619 | 0.51362 | 0.55357 | 0.58445 | 0.60551 | 0.61782 | 0.62064 | 0.6219 | 0.62269 | 0.62304 | 0.62304 | 0.62304 | 0.62304 | 0.62304
Lct_BB013b | MW | SEPD | System Transformation | Strichen | 0 | 0.0005 | 0.00093 | 0.00174 | 0.00248 | 0.00316 | 0.00382 | 0.00537 | 0.0072 | 0.00937 | 0.01192 | 0.01493 | 0.02032 | 0.02682 | 0.0345 | 0.04335 | 0.05302 | 0.06347 | 0.07432 | 0.08506 | 0.09521 | 0.10444 | 0.11259 | 0.11968 | 0.12558 | 0.12903 | 0.1319 | 0.13422 | 0.13605 | 0.13743 | 0.13743 | 0.13743
Lct_BB014 | Number | SEPD | System Transformation | Strichen | 7.7819 | 7.8416 | 8.8179 | 10.0113 | 11.3162 | 12.7929 | 14.487 | 15.2366 | 17.0538 | 19.0877 | 21.3402 | 23.9001 | 28.1503 | 31.7576 | 35.8478 | 40.4551 | 45.6302 | 68.2389 | 73.5085 | 79.3129 | 85.7741 | 92.8769 | 116.2901 | 126.3217 | 137.2673 | 149.4653 | 162.9432 | 183.7165 | 207.0782 | 233.4682 | 263.1619 | 296.5992
Other generation | MW | SEPD | System Transformation | Strichen | 0 | 0 | 0 | 0 | 0 | 0 | 0 | 0 | 0 | 0 | 0 | 0 | 0 | 0 | 0 | 0 | 0 | 0 | 0 | 0 | 0 | 0 | 0 | 0 | 0 | 0 | 0 | 0 | 0 | 0 | 0 | 0
Srg_BB001 | MW | SEPD | System Transformation | Strichen | 0 | 0.030081 | 0.036 | 0.042135 | 0.048088 | 0.054204 | 0.061839 | 0.12998 | 0.1391 | 0.14828 | 0.15708 | 0.17044 | 0.18504 | 0.20089 | 0.2175 | 0.23346 | 0.25493 | 0.26134 | 0.26832 | 0.27525 | 0.28335 | 0.29039 | 0.33867 | 0.38711 | 0.4349 | 0.48252 | 0.53023 | 0.53109 | 0.53192 | 0.53271 | 0.53347 | 0.53421
Srg_BB002 | MW | SEPD | System Transformation | Strichen | 0 | 0 | 0.00087917 | 0.0017804 | 0.0027133 | 0.003697 | 0.0047471 | 0.0092639 | 0.0096487 | 0.010008 | 0.010435 | 0.010846 | 0.011241 | 0.01162 | 0.011987 | 0.012345 | 0.012697 | 0.013042 | 0.013341 | 0.01364 | 0.013934 | 0.014229 | 0.017077 | 0.020061 | 0.023156 | 0.026346 | 0.02948 | 0.029868 | 0.030206 | 0.030496 | 0.030738 | 0.030977
Data centres (MW) | MW | SEPD | System Transformation | Tarland | 0 | 0 | 0 | 0 | 0 | 0 | 0 | 0 | 0 | 0 | 0 | 0 | 0 | 0 | 0 | 0 | 0 | 0 | 0 | 0 | 0 | 0 | 0 | 0 | 0 | 0 | 0 | 0 | 0 | 0 | 0 | 0
Dem_BB001a | Number of homes (cumulative) | SEPD | System Transformation | Tarland | 0 | 51 | 139 | 204 | 270 | 339 | 395 | 440 | 481 | 519 | 548 | 577 | 601 | 622 | 639 | 657 | 671 | 684.8746 | 698.8303 | 710.6724 | 721.4355 | 732.1408 | 737.5319 | 742.8532 | 747.1119 | 751.3175 | 754.4859 | 757.6233 | 759.7346 | 761.8155 | 762.8692 | 763.8947
Dem_BB002b | Floorspace (m2) (cumulative) | SEPD | System Transformation | Tarland | 0 | 0.162 | 0.636 | 1.063 | 5634.3235 | 6104.2177 | 6574.1454 | 7044.192 | 7514.2796 | 7984.4081 | 8454.5777 | 8924.7882 | 9394.5142 | 9394.7864 | 9395.025 | 9395.23 | 9395.394 | 9395.517 | 9395.599 | 9395.64 | 9395.64 | 9395.64 | 9395.64 | 9395.64 | 9395.64 | 9395.64 | 9395.64 | 9395.64 | 9395.64 | 9395.64 | 9395.64 | 9395.64
Domestic direct electric heating | Number | SEPD | System Transformation | Tarland | 2574.2935 | 2579.7952 | 2589.3029 | 2596.3229 | 2603.4509 | 2610.9029 | 2565.9546 | 2537.0843 | 2508.1575 | 2479.2195 | 2449.4075 | 2419.9871 | 2390.9137 | 2362.4523 | 2335.3429 | 2316.0841 | 2293.2533 | 2270.7088 | 2248.2607 | 2225.7906 | 2203.8599 | 2182.2919 | 2165.213 | 2149.5761 | 2134.1366 | 2119.0108 | 2103.8186 | 2088.7477 | 2073.7631 | 2058.9501 | 2044.2248 | 2029.6715
Gas: Hydrogen peaking | MW | SEPD | System Transformation | Tarland | 0 | 0 | 0 | 0 | 0 | 0 | 0 | 0 | 0 | 0 | 0 | 0 | 0 | 0 | 0 | 0 | 0 | 0 | 0 | 0 | 0 | 0 | 0 | 0 | 0 | 0 | 0 | 0 | 0 | 0 | 0 | 0
Gen_BB001 | MW | SEPD | System Transformation | Tarland | 0 | 0 | 0 | 0 | 0 | 0 | 0 | 0 | 0 | 0 | 0 | 0 | 0 | 0 | 0 | 0 | 0 | 0 | 0 | 0 | 0 | 0 | 0 | 0 | 0 | 0 | 0 | 0 | 0 | 0 | 0 | 0
Gen_BB004 | MW | SEPD | System Transformation | Tarland | 0 | 0 | 0 | 0 | 0 | 0 | 0 | 0 | 0 | 0 | 0 | 0 | 0 | 0 | 0 | 0 | 0 | 0 | 0 | 0 | 0 | 0 | 0 | 0 | 0 | 0 | 0 | 0 | 0 | 0 | 0 | 0
Gen_BB005 | MW | SEPD | System Transformation | Tarland | 0 | 0 | 0 | 0 | 0 | 0 | 0 | 0 | 0 | 0 | 0 | 0 | 0 | 0 | 0 | 0 | 0 | 0 | 0 | 0 | 0 | 0 | 0 | 0 | 0 | 0 | 0 | 0 | 0 | 0 | 0 | 0
Gen_BB006 | MW | SEPD | System Transformation | Tarland | 0 | 0 | 0 | 0 | 0 | 0 | 0 | 0 | 0 | 0 | 0 | 0 | 0 | 0 | 0 | 0 | 0 | 0 | 0 | 0 | 0 | 0 | 0 | 0 | 0 | 0 | 0 | 0 | 0 | 0 | 0 | 0
Gen_BB008 | MW | SEPD | System Transformation | Tarland | 0 | 0 | 0 | 0 | 0 | 0 | 0 | 0 | 0 | 0 | 0 | 0 | 0 | 0 | 0 | 0 | 0 | 0 | 0 | 0 | 0 | 0 | 0 | 0 | 0 | 0 | 0 | 0 | 0 | 0 | 0 | 0
Gen_BB010 | MW | SEPD | System Transformation | Tarland | 0 | 0 | 0 | 0 | 0 | 0 | 0 | 0 | 0 | 0 | 0 | 0 | 0 | 0 | 0 | 0 | 0 | 0 | 0 | 0 | 0 | 0 | 0 | 0 | 0 | 0 | 0 | 0 | 0 | 0 | 0 | 0
Gen_BB011 | MW | SEPD | System Transformation | Tarland | 0 | 0 | 0 | 0 | 0 | 0 | 0 | 0 | 0 | 0 | 0 | 0 | 0 | 0 | 0 | 0 | 0 | 0 | 0 | 0 | 0 | 0 | 0 | 0 | 0 | 0 | 0 | 0 | 0 | 0 | 0 | 0
Gen_BB012 | MW | SEPD | System Transformation | Tarland | 0.70312 | 0.70704 | 0.71287 | 0.71998 | 0.72882 | 0.73824 | 0.74897 | 1.0327 | 1.362 | 1.7435 | 2.1926 | 2.7767 | 3.4529 | 4.2207 | 5.001 | 5.8192 | 6.5095 | 7.0851 | 7.3872 | 8.1336 | 8.3651 | 8.5924 | 8.8163 | 9.0398 | 9.4631 | 9.8795 | 10.2956 | 10.6703 | 11.0036 | 11.2954 | 11.5478 | 11.7606
Gen_BB013 | MW | SEPD | System Transformation | Tarland | 1.8238 | 1.8375 | 1.8664 | 1.8998 | 1.9435 | 1.997 | 2.0541 | 2.1354 | 2.216 | 2.3713 | 2.5203 | 2.6695 | 2.817 | 2.9661 | 3.1157 | 3.269 | 3.4228 | 3.5636 | 3.7043 | 3.8428 | 3.9841 | 4.1271 | 4.2684 | 4.4031 | 4.5313 | 4.6362 | 4.7398 | 4.8375 | 4.9282 | 5.0129 | 5.0967 | 5.1808
Gen_BB014 | MW | SEPD | System Transformation | Tarland | 0 | 0 | 0 | 0 | 0 | 0 | 0 | 0 | 0 | 0 | 0 | 0 | 0 | 0 | 0 | 0 | 0 | 0 | 0 | 0 | 0 | 0 | 0 | 0 | 0 | 0 | 0 | 0 | 0 | 0 | 0 | 0
Gen_BB015 | MW | SEPD | System Transformation | Tarland | 20.099 | 20.099 | 20.099 | 20.099 | 20.099 | 20.099 | 20.099 | 20.099 | 20.099 | 20.3903 | 20.7464 | 21.0307 | 21.6581 | 22.4805 | 22.7587 | 23.0345 | 23.3077 | 28.1709 | 28.4238 | 28.6659 | 28.8966 | 29.9655 | 30.2671 | 30.4833 | 30.698 | 30.9109 | 31.122 | 31.337 | 31.5558 | 31.7785 | 32.0052 | 32.2361
Gen_BB016 | MW | SEPD | System Transformation | Tarland | 0.38796 | 0.38796 | 0.38855 | 0.38945 | 0.39098 | 0.39435 | 0.40586 | 0.41308 | 0.42082 | 0.42894 | 0.43737 | 0.44595 | 0.45467 | 0.46781 | 0.48085 | 0.4982 | 0.51059 | 0.52694 | 0.57799 | 0.58969 | 0.61369 | 0.6271 | 0.75283 | 0.75986 | 0.76639 | 0.77242 | 0.77801 | 0.78303 | 0.78756 | 0.79164 | 0.7953 | 0.79842
Gen_BB017 | MW | SEPD | System Transformation | Tarland | 0 | 0 | 0 | 0 | 0 | 0 | 0 | 0 | 0 | 0 | 0 | 0 | 0 | 0 | 0 | 0 | 0 | 0 | 0 | 0 | 0 | 0 | 0 | 0 | 0 | 0 | 0 | 0 | 0 | 0 | 0 | 0
Gen_BB018 | MW | SEPD | System Transformation | Tarland | 0.519 | 2.519 | 2.519 | 2.519 | 2.5241 | 2.57 | 2.5795 | 2.5934 | 2.6052 | 2.6202 | 2.632 | 2.6471 | 2.6588 | 2.6738 | 2.6889 | 2.7006 | 2.7158 | 2.7272 | 2.7418 | 2.7528 | 2.767 | 2.7809 | 2.7914 | 2.805 | 2.8183 | 2.8283 | 2.8414 | 2.8543 | 2.8671 | 2.8764 | 2.889 | 2.9005
Hydrogen electrolysis | MW | SEPD | System Transformation | Tarland | 0 | 0 | 0 | 0 | 0 | 0 | 0 | 0 | 0 | 0 | 0 | 0 | 0 | 0 | 0 | 0 | 0 | 0 | 0 | 0 | 0 | 0 | 0 | 0 | 0 | 0 | 0 | 0 | 0 | 0 | 0 | 0
Lct_BB001 | Number | SEPD | System Transformation | Tarland | 65.2444 | 88.3789 | 135.5262 | 243.3332 | 384.8184 | 577.3385 | 911.4089 | 1316.8294 | 1724.4481 | 2136.934 | 2554.9109 | 2979.2801 | 3673.2287 | 4573.169 | 5595.0938 | 6718.1406 | 7957.4466 | 9225.9347 | 10468.0346 | 11623.9847 | 12647.0373 | 13501.4203 | 14179.9871 | 14667.4603 | 14993.7912 | 14996.8025 | 15050.5147 | 14896.025 | 14691.8278 | 14398.8524 | 14074.6472 | 13723.2634
Lct_BB003 | Number | SEPD | System Transformation | Tarland | 0 | 0 | 0.66126 | 1.175 | 1.7936 | 2.5475 | 3.4801 | 4.5092 | 5.7442 | 7.641 | 10.3115 | 14.3144 | 19.5011 | 27.4867 | 37.6656 | 50.2456 | 65.7725 | 83.8078 | 103.7606 | 124.5606 | 144.9587 | 164.1043 | 181.4904 | 197.101 | 211.2188 | 224.296 | 234.9898 | 244.1632 | 253.0328 | 260.7289 | 263.6269 | 266.3122
Lct_BB005 | Number | SEPD | System Transformation | Tarland | 201.3855 | 267.8713 | 295.8318 | 346.3766 | 392.7825 | 443.628 | 545.5158 | 661.9455 | 760.0562 | 852.0223 | 1046.2662 | 1309.0603 | 1596.2784 | 1884.8446 | 2175.1322 | 2467.4057 | 2761.1332 | 2985.2565 | 3210.3438 | 3435.7951 | 3662.3523 | 3889.7395 | 4175.6632 | 4463.2878 | 4752.8802 | 5045.5453 | 5341.1547 | 5348.0837 | 5355.2053 | 5362.7118 | 5370.4459 | 5378.2659
Lct_BB006 | Number | SEPD | System Transformation | Tarland | 0 | 0 | 0 | 0 | 0 | 0 | 0 | 0 | 0 | 0 | 0 | 0 | 0 | 0 | 0 | 0 | 0 | 0 | 0 | 0 | 0 | 0 | 0 | 0 | 0 | 0 | 0 | 0 | 0 | 0 | 0 | 0
Lct_BB007 | Number | SEPD | System Transformation | Tarland | 0.62863 | 0.81095 | 0.88099 | 1.0175 | 1.1417 | 1.2754 | 1.5523 | 1.8681 | 2.1264 | 2.3613 | 2.8326 | 3.2558 | 3.7173 | 4.1785 | 4.6396 | 5.1006 | 5.5613 | 5.9292 | 6.2967 | 6.6636 | 7.03 | 7.3959 | 8.0013 | 8.5998 | 9.1935 | 9.7931 | 10.4009 | 9.9664 | 9.5924 | 9.2422 | 8.9146 | 8.6048
Lct_BB008 | Number | SEPD | System Transformation | Tarland | 0 | 0 | 0.0152 | 0.0302 | 0.045 | 0.05961 | 0.07402 | 0.09007 | 0.10586 | 0.12138 | 0.13664 | 0.15164 | 0.21583 | 0.27931 | 0.34208 | 0.40415 | 0.46551 | 0.51921 | 0.57224 | 0.62461 | 0.67631 | 0.72734 | 0.77187 | 0.81611 | 0.86005 | 0.90369 | 0.94703 | 0.94703 | 0.94703 | 0.94703 | 0.94703 | 0.94703
Lct_BB010b | MW | SEPD | System Transformation | Tarland | 0.287 | 0.40638 | 0.54156 | 0.86492 | 1.3331 | 2.0093 | 3.262 | 4.419 | 6.0179 | 7.286 | 8.4961 | 9.804 | 11.9229 | 14.7802 | 18.6729 | 22.3992 | 30.3288 | 38.6199 | 45.7653 | 49.5658 | 51.3071 | 52.3976 | 52.7331 | 52.9835 | 53.1332 | 53.1332 | 53.1332 | 53.1332 | 53.1332 | 53.1332 | 53.1332 | 53.1332
Lct_BB011b | MW | SEPD | System Transformation | Tarland | 0 | 0.0033 | 0.02175 | 0.0465 | 0.07487 | 0.10907 | 0.14983 | 0.19477 | 0.2477 | 0.31151 | 0.38838 | 0.47946 | 0.61023 | 0.76589 | 0.94902 | 1.1589 | 1.3878 | 1.6321 | 1.8821 | 2.1242 | 2.3456 | 2.5405 | 2.7049 | 2.8418 | 2.9519 | 3.0342 | 3.1157 | 3.1972 | 3.2811 | 3.3619 | 3.4182 | 3.4632
Lct_BB012b | MW | SEPD | System Transformation | Tarland | 0.641 | 0.6423 | 0.64412 | 0.65478 | 0.6688 | 0.68507 | 0.70452 | 0.73043 | 0.76258 | 0.80171 | 0.84908 | 0.90619 | 1.0004 | 1.1149 | 1.2508 | 1.4079 | 1.5766 | 1.7586 | 1.9459 | 2.1288 | 2.2983 | 2.4472 | 2.571 | 2.6695 | 2.7389 | 2.7699 | 2.7893 | 2.7978 | 2.7978 | 2.7978 | 2.7978 | 2.7978
Lct_BB013b | MW | SEPD | System Transformation | Tarland | 0 | 0.0015 | 0.00302 | 0.00566 | 0.00807 | 0.01027 | 0.01239 | 0.0174 | 0.02332 | 0.03033 | 0.0386 | 0.04835 | 0.0658 | 0.08685 | 0.11171 | 0.14036 | 0.17167 | 0.20553 | 0.24065 | 0.27541 | 0.30828 | 0.33817 | 0.36455 | 0.3875 | 0.40661 | 0.41778 | 0.42707 | 0.4346 | 0.44052 | 0.44498 | 0.44498 | 0.44498
Lct_BB014 | Number | SEPD | System Transformation | Tarland | 10.0839 | 10.1613 | 11.4264 | 12.9728 | 14.6637 | 16.5774 | 18.7726 | 17.2994 | 19.3625 | 21.6718 | 24.2293 | 27.1358 | 26.1703 | 29.5239 | 33.3265 | 37.6096 | 42.4208 | 63.4393 | 68.3383 | 73.7344 | 79.7412 | 86.3444 | 104.1664 | 113.1522 | 122.9566 | 133.883 | 145.9557 | 164.5633 | 185.4894 | 209.1282 | 235.7263 | 265.6776
Other generation | MW | SEPD | System Transformation | Tarland | 0 | 0 | 0 | 0 | 0 | 0 | 0 | 0 | 0 | 0 | 0 | 0 | 0 | 0 | 0 | 0 | 0 | 0 | 0 | 0 | 0 | 0 | 0 | 0 | 0 | 0 | 0 | 0 | 0 | 0 | 0 | 0
Srg_BB001 | MW | SEPD | System Transformation | Tarland | 0 | 0.031548 | 0.038738 | 0.046227 | 0.053465 | 0.060927 | 0.070496 | 0.14871 | 0.16034 | 0.17197 | 0.18299 | 0.20008 | 0.2157 | 0.2328 | 0.25073 | 0.26771 | 0.29109 | 0.2984 | 0.30619 | 0.31391 | 0.32254 | 0.33013 | 0.38094 | 0.43192 | 0.48217 | 0.53224 | 0.5824 | 0.58334 | 0.58423 | 0.58509 | 0.58592 | 0.58672
Srg_BB002 | MW | SEPD | System Transformation | Tarland | 0 | 0 | 0.00072192 | 0.0014618 | 0.0022274 | 0.0030345 | 0.0038958 | 0.0075978 | 0.0079129 | 0.0082092 | 0.0085631 | 0.0089051 | 0.0092359 | 0.0095544 | 0.0098638 | 0.010167 | 0.010465 | 0.010758 | 0.011013 | 0.011268 | 0.01152 | 0.011773 | 0.01422 | 0.016788 | 0.019455 | 0.022206 | 0.024911 | 0.025246 | 0.025539 | 0.02579 | 0.025999 | 0.026206
Data centres (MW) | MW | SEPD | System Transformation | Taynuilt | 0 | 0 | 0 | 0 | 0 | 0 | 0 | 0 | 0 | 0 | 0 | 0 | 0 | 0 | 0 | 0 | 0 | 0 | 0 | 0 | 0 | 0 | 0 | 0 | 0 | 0 | 0 | 0 | 0 | 0 | 0 | 0
Dem_BB001a | Number of homes (cumulative) | SEPD | System Transformation | Taynuilt | 0 | 38.6944 | 160.4786 | 308.1235 | 480.7784 | 602.4171 | 698.088 | 779.7215 | 851.3017 | 923.9691 | 988.5307 | 1040.337 | 1080.8492 | 1104.8492 | 1119.8492 | 1134.8492 | 1145.8492 | 1154.0844 | 1162.4341 | 1167.6234 | 1169.7013 | 1170.7562 | 1171.3413 | 1171.8219 | 1172.2089 | 1172.5164 | 1172.7683 | 1172.9738 | 1173.1404 | 1173.2614 | 1173.3417 | 1173.3799
Dem_BB002b | Floorspace (m2) (cumulative) | SEPD | System Transformation | Taynuilt | 0 | 0 | 0 | 0 | 0 | 0 | 0 | 0 | 0 | 0 | 0 | 0 | 0 | 0 | 0 | 0 | 0 | 0 | 0 | 0 | 0 | 0 | 0 | 0 | 0 | 0 | 0 | 0 | 0 | 0 | 0 | 0
Domestic direct electric heating | Number | SEPD | System Transformation | Taynuilt | 5874.6066 | 5878.8036 | 5891.9885 | 5907.9734 | 5926.6581 | 5939.8342 | 5859.8196 | 5808.9805 | 5757.6112 | 5707.1014 | 5656.0886 | 5603.9791 | 5551.28 | 5497.945 | 5442.5761 | 5403.4948 | 5358.1525 | 5313.6284 | 5268.9378 | 5224.8212 | 5181.1529 | 5138.3187 | 5097.065 | 5056.3595 | 5016.2444 | 4976.7128 | 4937.4331 | 4898.4783 | 4860.0132 | 4821.9439 | 4784.3612 | 4747.172
Gas: Hydrogen peaking | MW | SEPD | System Transformation | Taynuilt | 0 | 0 | 0 | 0 | 0 | 0 | 0 | 0 | 0 | 0 | 0 | 0 | 0 | 0 | 0 | 0 | 0 | 0 | 0 | 0 | 0 | 0 | 0 | 0 | 0 | 0 | 0 | 0 | 0 | 0 | 0 | 0
Gen_BB001 | MW | SEPD | System Transformation | Taynuilt | 0 | 0 | 0 | 0 | 0 | 0 | 0 | 0 | 0 | 0 | 0 | 0 | 0 | 0 | 0 | 0 | 0 | 0 | 0 | 0 | 0 | 0 | 0 | 0 | 0 | 0 | 0 | 0 | 0 | 0 | 0 | 0
Gen_BB004 | MW | SEPD | System Transformation | Taynuilt | 0 | 0 | 0 | 0 | 0 | 0 | 0 | 0 | 0 | 0 | 0 | 0 | 0 | 0 | 0 | 0 | 0 | 0 | 0 | 0 | 0 | 0 | 0 | 0 | 0 | 0 | 0 | 0 | 0 | 0 | 0 | 0
Gen_BB005 | MW | SEPD | System Transformation | Taynuilt | 0 | 0 | 0 | 0 | 0 | 0 | 0 | 0 | 0 | 0 | 0 | 0 | 0 | 0 | 0 | 0 | 0 | 0 | 0 | 0 | 0 | 0 | 0 | 0 | 0 | 0 | 0 | 0 | 0 | 0 | 0 | 0
Gen_BB006 | MW | SEPD | System Transformation | Taynuilt | 0 | 0 | 0 | 0 | 0 | 0 | 0 | 0 | 0 | 0 | 0 | 0 | 0 | 0 | 0 | 0 | 0 | 0 | 0 | 0 | 0 | 0 | 0 | 0 | 0 | 0 | 0 | 0 | 0 | 0 | 0 | 0
Gen_BB008 | MW | SEPD | System Transformation | Taynuilt | 0 | 0 | 0 | 0 | 0 | 0 | 0 | 0 | 0 | 0 | 0 | 0 | 0 | 0 | 0 | 0 | 0 | 0 | 0 | 0 | 0 | 0 | 0 | 0 | 0 | 0 | 0 | 0 | 0 | 0 | 0 | 0
Gen_BB010 | MW | SEPD | System Transformation | Taynuilt | 0 | 0 | 0 | 0 | 0 | 0 | 0 | 0 | 0 | 0 | 0 | 0 | 0 | 0 | 0 | 0 | 0 | 0 | 0 | 0 | 0 | 0 | 0 | 0 | 0 | 0 | 0 | 0 | 0 | 0 | 0 | 0
Gen_BB011 | MW | SEPD | System Transformation | Taynuilt | 0 | 0 | 0 | 0 | 0 | 0 | 0 | 0 | 0 | 0 | 0 | 0 | 0 | 0 | 0 | 0 | 0 | 0 | 0 | 0 | 0 | 0 | 0 | 0 | 0 | 0 | 0 | 0 | 0 | 0 | 0 | 0
Gen_BB012 | MW | SEPD | System Transformation | Taynuilt | 0.0559 | 0.059949 | 0.066029 | 0.073562 | 0.083113 | 0.093518 | 0.10567 | 0.12866 | 0.14994 | 0.17667 | 0.20263 | 0.22788 | 0.25254 | 0.27681 | 0.30082 | 0.32471 | 0.34841 | 0.3693 | 0.39021 | 0.41088 | 0.43153 | 0.45218 | 0.47185 | 0.49031 | 0.50757 | 0.52021 | 0.53285 | 0.54434 | 0.5547 | 0.56392 | 0.57318 | 0.58248
Gen_BB013 | MW | SEPD | System Transformation | Taynuilt | 1.8733 | 1.8946 | 1.9433 | 2.0163 | 2.1204 | 2.2221 | 2.33 | 2.4915 | 2.6489 | 2.8735 | 3.0946 | 3.3064 | 3.5073 | 3.6984 | 3.8866 | 4.0783 | 4.2723 | 4.451 | 4.6254 | 4.8007 | 4.976 | 5.1554 | 5.3378 | 5.5123 | 5.6792 | 5.8142 | 5.9489 | 6.0756 | 6.1943 | 6.3049 | 6.4158 | 6.527
Gen_BB014 | MW | SEPD | System Transformation | Taynuilt | 0 | 0 | 0 | 0 | 0 | 0 | 0 | 0 | 0 | 0 | 0 | 0 | 0 | 0 | 0 | 0 | 0 | 0 | 0 | 0 | 0 | 0 | 0 | 0 | 0 | 0 | 0 | 0 | 0 | 0 | 0 | 0
Gen_BB015 | MW | SEPD | System Transformation | Taynuilt | 14.4 | 14.4 | 14.4 | 14.4 | 14.4 | 16.4 | 16.4 | 16.4 | 16.4 | 17.3458 | 18.5022 | 19.4251 | 21.4624 | 24.1326 | 25.0358 | 25.9313 | 28.0186 | 29.6737 | 30.495 | 31.281 | 32.0302 | 32.7411 | 34.9204 | 35.6223 | 36.3192 | 37.0106 | 37.6961 | 38.394 | 39.1044 | 39.8277 | 40.5638 | 41.3134
Gen_BB016 | MW | SEPD | System Transformation | Taynuilt | 8.2394 | 8.2394 | 8.3163 | 8.3192 | 8.3242 | 8.3351 | 8.3725 | 8.3959 | 8.4211 | 8.4474 | 8.4748 | 8.5027 | 8.531 | 8.5736 | 8.616 | 9.3973 | 9.4375 | 9.4906 | 9.891 | 10.404 | 11.4069 | 11.4504 | 11.9334 | 12.4063 | 12.4274 | 12.5475 | 12.5657 | 12.582 | 12.5967 | 12.6099 | 12.6218 | 12.6319
Gen_BB017 | MW | SEPD | System Transformation | Taynuilt | 0 | 0 | 0 | 0 | 0 | 0 | 0 | 0 | 0 | 0 | 0 | 0 | 0 | 0 | 0 | 0 | 0 | 0 | 0 | 0 | 0 | 0 | 0 | 0 | 0 | 0 | 0 | 0 | 0 | 0 | 0 | 0
Gen_BB018 | MW | SEPD | System Transformation | Taynuilt | 122.1444 | 125.2984 | 132.6234 | 132.6234 | 132.7671 | 134.0498 | 134.3163 | 134.7048 | 135.0338 | 135.4544 | 135.7824 | 136.2049 | 136.5329 | 136.9536 | 137.3761 | 137.7031 | 138.1266 | 138.4471 | 138.8545 | 139.1626 | 139.5596 | 139.9491 | 140.2411 | 140.6211 | 140.9954 | 141.2733 | 141.6391 | 142.0021 | 142.3604 | 142.6203 | 142.971 | 143.2924
Hydrogen electrolysis | MW | SEPD | System Transformation | Taynuilt | 0 | 0 | 0 | 0 | 0 | 0 | 0 | 0 | 0 | 0 | 0 | 0 | 0 | 0 | 0 | 0 | 0.6 | 0.7 | 0.7 | 0.8 | 1 | 1 | 1 | 1 | 2 | 2.5 | 2.5 | 3.7 | 4 | 4.1 | 4.1 | 6.1
Lct_BB001 | Number | SEPD | System Transformation | Taynuilt | 59.6016 | 82.9943 | 130.4164 | 239.6859 | 384.1241 | 583.9575 | 981.3394 | 1571.1289 | 2161.8055 | 2753.731 | 3346.7438 | 3941.4574 | 4796.8715 | 5934.8855 | 7203.5999 | 8570.0012 | 10047.4645 | 11531.1231 | 12958.0879 | 14263.8213 | 15407.3218 | 16353.3361 | 17097.2929 | 17601.2269 | 17935.0676 | 17935.8583 | 18131.4183 | 17941.8442 | 17693.065 | 17336.0404 | 16938.7282 | 16500.1094
Lct_BB003 | Number | SEPD | System Transformation | Taynuilt | 0 | 0 | 0 | 0 | 0 | 0 | 0 | 0.67605 | 1.3375 | 2.0281 | 2.7913 | 4.1472 | 5.719 | 7.5078 | 9.7478 | 12.4605 | 15.7589 | 19.5052 | 23.5443 | 27.6224 | 31.4626 | 34.8916 | 37.8189 | 40.2638 | 42.3134 | 44.0819 | 45.3014 | 46.1945 | 47.0384 | 47.7049 | 47.5831 | 47.4455
Lct_BB005 | Number | SEPD | System Transformation | Taynuilt | 477.0591 | 641.6146 | 708.7117 | 836.4364 | 954.1657 | 1080.4726 | 1336.5207 | 1629.7544 | 1875.8686 | 2097.3149 | 2544.0161 | 2882.2025 | 3249.8019 | 3617.0475 | 3981.4271 | 4348.4873 | 4717.6838 | 5001.7855 | 5284.2115 | 5565.9366 | 5847.1728 | 6128.493 | 6488.1363 | 6850.0423 | 7210.7703 | 7566.8705 | 7923.9737 | 7932.635 | 7941.7913 | 7951.4426 | 7961.6789 | 7972.0289
Lct_BB006 | Number | SEPD | System Transformation | Taynuilt | 0 | 0 | 3.1619 | 6.2818 | 9.3611 | 12.4 | 15.3979 | 18.736 | 22.0203 | 25.2504 | 28.4256 | 31.0776 | 42.4287 | 53.6542 | 64.755 | 75.7308 | 86.5823 | 96.0783 | 105.4562 | 114.7181 | 123.8606 | 132.8848 | 140.7598 | 148.5823 | 156.3523 | 164.0695 | 171.7332 | 171.7332 | 171.7332 | 171.7332 | 171.7332 | 171.7332
Lct_BB007 | Number | SEPD | System Transformation | Taynuilt | 18.6421 | 24.049 | 26.1262 | 30.1737 | 33.8581 | 37.8218 | 46.0327 | 55.4 | 63.0592 | 70.0249 | 84.0007 | 96.5516 | 110.2365 | 123.916 | 137.5902 | 151.259 | 164.9224 | 175.8338 | 186.7301 | 197.6112 | 208.4771 | 219.3278 | 234.7935 | 250.5441 | 266.6147 | 282.7913 | 299.071 | 295.2671 | 292.6481 | 289.143 | 285.898 | 282.1313
Lct_BB008 | Number | SEPD | System Transformation | Taynuilt | 0 | 0 | 0.45062 | 0.89544 | 1.3344 | 1.7676 | 2.1949 | 2.6709 | 3.1391 | 3.5995 | 4.0521 | 4.4969 | 6.4003 | 8.2828 | 10.1444 | 11.985 | 13.8047 | 15.3972 | 16.97 | 18.5229 | 20.056 | 21.5694 | 22.89 | 24.2018 | 25.5048 | 26.7989 | 28.0842 | 28.0842 | 28.0842 | 28.0842 | 28.0842 | 28.0842
Lct_BB010b | MW | SEPD | System Transformation | Taynuilt | 0.217 | 0.30701 | 0.41937 | 0.72425 | 1.1266 | 1.7107 | 3.0859 | 4.4637 | 5.7636 | 7.3329 | 8.9987 | 10.3245 | 13.0285 | 16.0189 | 19.8106 | 24.1876 | 29.1594 | 38.1724 | 50.1148 | 55.5711 | 58.7566 | 60.6463 | 61.5938 | 62.384 | 62.9088 | 62.9088 | 62.9088 | 62.9088 | 62.9088 | 62.9088 | 62.9088 | 62.9088
Lct_BB011b | MW | SEPD | System Transformation | Taynuilt | 0.06 | 0.0666 | 0.08967 | 0.12379 | 0.1634 | 0.21033 | 0.26735 | 0.32982 | 0.40318 | 0.49143 | 0.59705 | 0.7223 | 0.90221 | 1.1182 | 1.3724 | 1.6625 | 1.9784 | 2.3176 | 2.6644 | 3.0022 | 3.3127 | 3.5862 | 3.8194 | 4.0157 | 4.1765 | 4.2995 | 4.4211 | 4.5429 | 4.6684 | 4.7893 | 4.8734 | 4.9406
Lct_BB012b | MW | SEPD | System Transformation | Taynuilt | 1.1407 | 1.1425 | 1.1444 | 1.154 | 1.1665 | 1.1816 | 1.1993 | 1.2201 | 1.245 | 1.2754 | 1.3117 | 1.355 | 1.4263 | 1.5122 | 1.6127 | 1.7282 | 1.8502 | 1.9802 | 2.1128 | 2.2405 | 2.3564 | 2.4556 | 2.536 | 2.5978 | 2.6388 | 2.6541 | 2.6634 | 2.6674 | 2.6674 | 2.6674 | 2.6674 | 2.6674
Lct_BB013b | MW | SEPD | System Transformation | Taynuilt | 0 | 0.0059 | 0.01191 | 0.02232 | 0.03178 | 0.04045 | 0.04883 | 0.0686 | 0.09196 | 0.11962 | 0.15224 | 0.1907 | 0.25956 | 0.3426 | 0.44072 | 0.55372 | 0.67723 | 0.8108 | 0.94935 | 1.0865 | 1.2162 | 1.3341 | 1.4381 | 1.5287 | 1.6041 | 1.6482 | 1.6848 | 1.7146 | 1.7379 | 1.7555 | 1.7555 | 1.7555
Lct_BB014 | Number | SEPD | System Transformation | Taynuilt | 13.9184 | 14.0252 | 15.7712 | 17.9057 | 20.2396 | 22.8809 | 25.9109 | 27.2726 | 30.5252 | 34.1658 | 38.1977 | 42.7798 | 45.7888 | 51.6564 | 58.3095 | 65.8036 | 74.2213 | 110.9963 | 119.5678 | 129.009 | 139.5188 | 151.0721 | 167.2873 | 181.718 | 197.4636 | 215.0109 | 234.3993 | 264.2824 | 297.8889 | 335.8519 | 378.5674 | 426.668
Other generation | MW | SEPD | System Transformation | Taynuilt | 0 | 0 | 0 | 0 | 0 | 0 | 0 | 0 | 0 | 0 | 0 | 0 | 0 | 0 | 0 | 0 | 0 | 0 | 0 | 0 | 0 | 0 | 0 | 0 | 0 | 0 | 0 | 0 | 0 | 0 | 0 | 0
Srg_BB001 | MW | SEPD | System Transformation | Taynuilt | 0 | 0.1328 | 0.14897 | 0.16535 | 0.18156 | 0.19835 | 0.21686 | 0.45197 | 0.47216 | 0.49266 | 0.51295 | 0.5391 | 0.60006 | 0.66432 | 0.73113 | 0.79849 | 0.87518 | 0.89483 | 0.91506 | 0.93529 | 0.9566 | 0.97668 | 1.1799 | 1.3834 | 1.586 | 1.7885 | 1.9911 | 1.9923 | 1.9934 | 1.9945 | 1.9955 | 1.9966
Srg_BB002 | MW | SEPD | System Transformation | Taynuilt | 0 | 0 | 0.00074998 | 0.0015251 | 0.0023358 | 0.0032002 | 0.004135 | 0.0082528 | 0.008611 | 0.0089514 | 0.0093616 | 0.0097611 | 0.01015 | 0.010527 | 0.010896 | 0.011258 | 0.011617 | 0.01197 | 0.012278 | 0.012589 | 0.012896 | 0.013205 | 0.016203 | 0.019357 | 0.022638 | 0.026029 | 0.029366 | 0.02978 | 0.030141 | 0.030451 | 0.03071 | 0.030967
Data centres (MW) | MW | SEPD | System Transformation | Thurso | 0 | 0 | 0 | 0 | 0 | 0 | 0 | 0 | 0 | 0 | 0 | 0 | 0 | 0 | 0 | 0 | 0 | 0 | 0 | 0 | 0 | 0 | 0 | 0 | 0 | 0 | 0 | 0 | 0 | 0 | 0 | 0
Dem_BB001a | Number of homes (cumulative) | SEPD | System Transformation | Thurso | 0 | 173.2794 | 270.7014 | 351.9022 | 427.1188 | 452.3096 | 470.8269 | 484.309 | 497.7407 | 511.2547 | 526.669 | 540.3167 | 546.3167 | 547.3167 | 547.3167 | 547.3167 | 547.3167 | 549.2627 | 551.3891 | 553.2627 | 554.9607 | 556.513 | 557.3739 | 558.0812 | 558.6507 | 559.1031 | 559.4738 | 559.7762 | 560.0213 | 560.1993 | 560.3176 | 560.3737
Dem_BB002b | Floorspace (m2) (cumulative) | SEPD | System Transformation | Thurso | 0 | 8550 | 57553.3333 | 110455.7333 | 154076.5 | 214336.1833 | 287138.0292 | 345225.3708 | 405808.2083 | 451673.925 | 510372.975 | 545830.3583 | 575769.375 | 597873.025 | 619454.5125 | 632920.5042 | 641991 | 647832.6667 | 651941 | 653391 | 654341 | 654941 | 655441 | 655541 | 655541 | 655541 | 655541 | 655541 | 655541 | 655541 | 655541 | 655541
Domestic direct electric heating | Number | SEPD | System Transformation | Thurso | 7981.2942 | 8000.0934 | 8010.6722 | 8019.4196 | 8027.6273 | 8030.3267 | 8013.9125 | 7994.2687 | 7975.3524 | 7957.0508 | 7939.2276 | 7921.6031 | 7904.4815 | 7888.012 | 7872.239 | 7773.0662 | 7718.1112 | 7664.6324 | 7610.9413 | 7558.2279 | 7506.6367 | 7456.148 | 7408.1706 | 7360.8917 | 7314.3663 | 7268.593 | 7223.1683 | 7178.1085 | 7133.6013 | 7089.5243 | 7046.0055 | 7002.9235
Gas: Hydrogen peaking | MW | SEPD | System Transformation | Thurso | 0 | 0 | 0 | 0 | 0 | 0 | 0 | 0 | 0 | 0 | 0 | 0 | 0 | 0 | 0 | 0 | 0 | 0 | 0 | 0 | 0 | 0 | 0 | 0 | 0 | 0 | 0 | 0 | 0 | 0 | 0 | 0
Gen_BB001 | MW | SEPD | System Transformation | Thurso | 10 | 10 | 10 | 10 | 10 | 10 | 10 | 10 | 10 | 10 | 10 | 10 | 10 | 10 | 10 | 10 | 10 | 10 | 10 | 10 | 10 | 0 | 0 | 0 | 0 | 0 | 0 | 0 | 0 | 0 | 0 | 0
Gen_BB004 | MW | SEPD | System Transformation | Thurso | 0 | 0 | 0 | 0 | 0 | 0 | 0 | 0 | 0 | 0 | 0 | 0 | 0 | 0 | 0 | 0 | 0 | 0 | 0 | 0 | 0 | 0 | 0 | 0 | 0 | 0 | 0 | 0 | 0 | 0 | 0 | 0
Gen_BB005 | MW | SEPD | System Transformation | Thurso | 0 | 0 | 0 | 0 | 0 | 0 | 0 | 0 | 0 | 0 | 0 | 0 | 0 | 0 | 0 | 0 | 0 | 0 | 0 | 0 | 0 | 0 | 0 | 0 | 0 | 0 | 0 | 0 | 0 | 0 | 0 | 0
Gen_BB006 | MW | SEPD | System Transformation | Thurso | 0 | 0 | 0 | 0 | 0 | 0 | 0 | 0 | 0 | 0 | 0 | 0 | 0 | 0 | 0 | 0 | 0 | 0 | 0 | 0 | 0 | 0 | 0 | 0 | 0 | 0 | 0 | 0 | 0 | 0 | 0 | 0
Gen_BB008 | MW | SEPD | System Transformation | Thurso | 0 | 0 | 0 | 0 | 0 | 0 | 0 | 0 | 0 | 0 | 0 | 0 | 0 | 0 | 0 | 0 | 0 | 0 | 0 | 0 | 0 | 0 | 0 | 0 | 0 | 0 | 0 | 0 | 0 | 0 | 0 | 0
Gen_BB010 | MW | SEPD | System Transformation | Thurso | 3.5 | 3.5 | 3.5 | 3.5 | 3.5 | 3.5 | 3.5 | 3.5 | 3.5 | 3.5 | 3.5 | 3.5 | 3.5 | 3.5 | 3.5 | 3.5 | 3.5 | 3.5 | 3.5 | 3.5 | 3.5 | 3.5 | 3.5 | 3.5 | 3.5 | 3.5 | 3.5 | 3.5 | 3.5 | 3.5 | 3.5 | 3.5
Gen_BB011 | MW | SEPD | System Transformation | Thurso | 0 | 0 | 0 | 0 | 0 | 0 | 0 | 0 | 0 | 0 | 0 | 0 | 0 | 0 | 0 | 0 | 0 | 0 | 0 | 0 | 0 | 0 | 0 | 0 | 0 | 0 | 0 | 0 | 0 | 0 | 0 | 0
Gen_BB012 | MW | SEPD | System Transformation | Thurso | 0.17836 | 0.18454 | 0.19378 | 0.20514 | 0.2194 | 0.23477 | 0.2525 | 0.28546 | 0.31536 | 0.35546 | 0.39474 | 0.43322 | 0.47099 | 0.50832 | 0.54541 | 0.58241 | 0.61923 | 0.65175 | 0.68437 | 0.71668 | 0.74899 | 0.78137 | 0.81226 | 0.84124 | 0.86837 | 0.8882 | 0.90804 | 0.92607 | 0.9423 | 0.95676 | 0.97126 | 0.98582
Gen_BB013 | MW | SEPD | System Transformation | Thurso | 2.8681 | 2.9062 | 2.9538 | 3.013 | 3.0881 | 3.1535 | 3.2288 | 3.3649 | 3.4984 | 3.7807 | 4.0609 | 4.3372 | 4.6102 | 4.8836 | 5.1648 | 5.4513 | 5.7448 | 6.0175 | 6.2859 | 6.5581 | 6.8364 | 7.1218 | 7.4137 | 7.6933 | 7.9613 | 8.178 | 8.3945 | 8.598 | 8.7886 | 8.9663 | 9.1443 | 9.3227
Gen_BB014 | MW | SEPD | System Transformation | Thurso | 0 | 0 | 0 | 0 | 0 | 0 | 0 | 0 | 0 | 0 | 0 | 0 | 0 | 0 | 0 | 0 | 0 | 0 | 0 | 0 | 0 | 0 | 0 | 0 | 0 | 0 | 0 | 0 | 0 | 0 | 0 | 0
Gen_BB015 | MW | SEPD | System Transformation | Thurso | 164.35 | 164.35 | 200.35 | 200.35 | 200.35 | 200.35 | 261.55 | 261.55 | 261.55 | 264.3578 | 266.3725 | 269.8553 | 273.4047 | 285.1243 | 288.4229 | 291.9831 | 296.7789 | 298.2687 | 314.9996 | 317.7189 | 319.0242 | 327.7627 | 329.4688 | 330.6917 | 331.9059 | 338.1105 | 339.3048 | 340.5205 | 341.7582 | 343.0183 | 344.3009 | 345.6067
Gen_BB016 | MW | SEPD | System Transformation | Thurso | 12.8493 | 13.6993 | 13.8027 | 13.8077 | 13.8164 | 13.8354 | 13.9005 | 13.9414 | 13.9852 | 14.0311 | 14.0788 | 14.1273 | 14.1767 | 14.251 | 14.3248 | 14.4229 | 14.493 | 14.5855 | 15.178 | 15.9367 | 17.2625 | 17.3883 | 17.7132 | 17.7529 | 17.7898 | 17.8239 | 17.8556 | 17.884 | 17.9096 | 17.9327 | 17.9534 | 17.971
Gen_BB017 | MW | SEPD | System Transformation | Thurso | 25.9 | 25.9 | 25.9 | 25.9 | 25.9 | 25.9 | 25.9 | 25.9 | 25.9 | 25.9 | 25.9 | 25.9 | 25.9 | 25.9 | 25.9 | 25.9 | 25.9 | 25.9 | 25.9 | 25.9 | 25.9 | 25.9 | 25.9 | 25.9 | 25.9 | 25.9 | 25.9 | 25.9 | 25.9 | 25.9 | 25.9 | 25.9
Gen_BB018 | MW | SEPD | System Transformation | Thurso | 0.011 | 0.011 | 0.011 | 0.011 | 0.011 | 0.011 | 0.011 | 0.011 | 0.011 | 0.011 | 0.011 | 0.011 | 0.011 | 0.011 | 0.011 | 0.011 | 0.011 | 0.011 | 0.011 | 0.011 | 0.011 | 0.011 | 0.011 | 0.011 | 0.011 | 0.011 | 0.011 | 0.011 | 0.011 | 0.011 | 0.011 | 0.011
Hydrogen electrolysis | MW | SEPD | System Transformation | Thurso | 0 | 0 | 0 | 0 | 0 | 0 | 0 | 0 | 0 | 0 | 0 | 0 | 0 | 0 | 0 | 0 | 0 | 0.7 | 0.7 | 0.7 | 1 | 1 | 1 | 1 | 2.7 | 2.7 | 2.7 | 4 | 5.1 | 5.1 | 5.1 | 7.7
Lct_BB001 | Number | SEPD | System Transformation | Thurso | 96.7972 | 131.8339 | 201.449 | 360.5966 | 570.3585 | 855.7926 | 1449.2813 | 2263.6963 | 3078.0591 | 3892.3088 | 4706.5495 | 5520.8734 | 6779.384 | 8409.5118 | 10244.391 | 12241.8592 | 14428.3485 | 16644.9239 | 18794.3912 | 20774.421 | 22510.6297 | 23945.0464 | 25068.8672 | 25846.1198 | 26347.129 | 26295.6513 | 26445.6361 | 26149.4962 | 25763.9664 | 25215.2679 | 24609.9369 | 23952.5241
Lct_BB003 | Number | SEPD | System Transformation | Thurso | 0 | 0 | 0 | 0 | 0 | 0 | 0 | 0 | 0 | 0 | 0 | 0 | 0 | 0 | 0 | 0 | 0 | 0 | 0 | 0 | 0 | 0 | 0 | 0 | 0 | 0 | 0 | 0 | 0 | 0 | 0 | 0
Lct_BB005 | Number | SEPD | System Transformation | Thurso | 1387.3361 | 1523.5079 | 1577.3062 | 1678.4121 | 1770.7043 | 1870.8896 | 2077.1646 | 2314.6803 | 2517.2522 | 2708.7514 | 3125.1751 | 3630.4599 | 4183.6599 | 4739.7906 | 5300.5393 | 5864.9927 | 6432.9232 | 6871.3088 | 7311.1698 | 7752.4961 | 8194.771 | 8639.0632 | 9206.5304 | 9777.654 | 10355.9349 | 10940.8347 | 11532.2425 | 11546.678 | 11561.9385 | 11578.024 | 11595.0845 | 11612.3345
Lct_BB006 | Number | SEPD | System Transformation | Thurso | 0 | 0 | 1.9792 | 3.9318 | 5.8603 | 7.7629 | 9.6413 | 11.7323 | 13.7888 | 15.8097 | 17.7968 | 22.1453 | 40.7586 | 59.1671 | 77.3703 | 95.3691 | 113.1634 | 128.7352 | 144.1144 | 159.2993 | 174.2909 | 189.0898 | 202.0031 | 214.8296 | 227.5699 | 240.2246 | 252.792 | 252.792 | 252.792 | 252.792 | 252.792 | 252.792
Lct_BB007 | Number | SEPD | System Transformation | Thurso | 9.6834 | 12.4919 | 13.5709 | 15.6733 | 17.5871 | 19.646 | 23.9111 | 28.7768 | 32.7554 | 36.3736 | 43.6332 | 50.1526 | 57.261 | 64.3667 | 71.4695 | 78.5696 | 85.6669 | 91.3347 | 96.9947 | 102.6467 | 108.2909 | 113.9271 | 121.4981 | 128.886 | 136.1754 | 143.4896 | 150.8294 | 150.3614 | 150.3987 | 150.4459 | 150.517 | 150.5682
Lct_BB008 | Number | SEPD | System Transformation | Thurso | 0 | 0 | 0.2341 | 0.46516 | 0.69318 | 0.91819 | 1.1402 | 1.3874 | 1.6306 | 1.8698 | 2.1048 | 2.3359 | 3.3246 | 4.3025 | 5.2695 | 6.2255 | 7.1708 | 7.998 | 8.8149 | 9.6215 | 10.4179 | 11.204 | 11.89 | 12.5714 | 13.2482 | 13.9204 | 14.588 | 14.588 | 14.588 | 14.588 | 14.588 | 14.588
Lct_BB010b | MW | SEPD | System Transformation | Thurso | 0.648 | 0.74551 | 0.88232 | 1.2991 | 1.9973 | 3.0292 | 5.3547 | 7.5669 | 10.1257 | 12.8143 | 15.1374 | 17.5002 | 21.5635 | 26.5585 | 33.1194 | 40.1309 | 50.1266 | 65.8879 | 78.9548 | 87.7919 | 94.4714 | 98.8842 | 102.1746 | 104.0328 | 104.9445 | 104.9445 | 104.9445 | 104.9445 | 104.9445 | 104.9445 | 104.9445 | 104.9445
Lct_BB011b | MW | SEPD | System Transformation | Thurso | 0.229 | 0.2431 | 0.28677 | 0.35191 | 0.4278 | 0.51891 | 0.62797 | 0.7451 | 0.88613 | 1.0554 | 1.2562 | 1.497 | 1.8412 | 2.2546 | 2.7418 | 3.2972 | 3.9034 | 4.55 | 5.2105 | 5.8475 | 6.4309 | 6.9392 | 7.3686 | 7.7239 | 8.0069 | 8.2136 | 8.4185 | 8.6236 | 8.8345 | 9.0373 | 9.1787 | 9.2921
Lct_BB012b | MW | SEPD | System Transformation | Thurso | 1.593 | 1.6023 | 1.6119 | 1.643 | 1.6809 | 1.7258 | 1.7804 | 1.8393 | 1.9104 | 1.9961 | 2.0984 | 2.2198 | 2.4152 | 2.6499 | 2.925 | 3.2384 | 3.5713 | 3.9246 | 4.2829 | 4.6253 | 4.9347 | 5.1976 | 5.4079 | 5.5672 | 5.6712 | 5.6951 | 5.7075 | 5.713 | 5.713 | 5.713 | 5.713 | 5.713
Lct_BB013b | MW | SEPD | System Transformation | Thurso | 0.068 | 0.0705 | 0.07297 | 0.07732 | 0.08128 | 0.0849 | 0.0884 | 0.09665 | 0.1064 | 0.11796 | 0.13158 | 0.14763 | 0.17639 | 0.21105 | 0.25201 | 0.29919 | 0.35076 | 0.40653 | 0.46438 | 0.52165 | 0.57578 | 0.62501 | 0.66848 | 0.70629 | 0.73779 | 0.75619 | 0.77149 | 0.7839 | 0.79364 | 0.80099 | 0.80099 | 0.80099
Lct_BB014 | Number | SEPD | System Transformation | Thurso | 17.6911 | 17.8269 | 20.0462 | 22.7592 | 25.7258 | 29.083 | 32.9342 | 35.1863 | 39.3827 | 44.0797 | 49.2815 | 55.1933 | 62.072 | 70.0262 | 79.0452 | 89.2042 | 100.6154 | 150.468 | 162.0877 | 174.8864 | 189.1336 | 204.7953 | 241.3309 | 262.1489 | 284.8637 | 310.1777 | 338.1477 | 381.2574 | 429.7387 | 484.5047 | 546.1265 | 615.5172
Other generation | MW | SEPD | System Transformation | Thurso | 0 | 0 | 0 | 0 | 0 | 0 | 0 | 0 | 0 | 0 | 0 | 0 | 0 | 0 | 0 | 0 | 0 | 0 | 0 | 0 | 0 | 0 | 0 | 0 | 0 | 0 | 0 | 0 | 0 | 0 | 0 | 0
Srg_BB001 | MW | SEPD | System Transformation | Thurso | 0 | 0.12509 | 0.17782 | 0.23354 | 0.28674 | 0.34219 | 0.43816 | 1.0002 | 1.1235 | 1.2469 | 1.3616 | 1.5561 | 1.6313 | 1.7214 | 1.8179 | 1.8976 | 2.0579 | 2.1121 | 2.1736 | 2.2347 | 2.3061 | 2.365 | 2.5928 | 2.8224 | 3.0436 | 3.2632 | 3.4838 | 3.4947 | 3.5051 | 3.515 | 3.5246 | 3.5338
Srg_BB002 | MW | SEPD | System Transformation | Thurso | 0 | 0 | 0.0011417 | 0.0023168 | 0.0035393 | 0.0048355 | 0.0062281 | 0.01229 | 0.012811 | 0.013311 | 0.013916 | 0.014508 | 0.015087 | 0.01565 | 0.016202 | 0.016747 | 0.017287 | 0.017821 | 0.018288 | 0.018759 | 0.019225 | 0.019694 | 0.024265 | 0.029076 | 0.034089 | 0.039273 | 0.044378 | 0.045012 | 0.045566 | 0.046041 | 0.046438 | 0.046831
Data centres (MW) | MW | SEPD | System Transformation | Tummel Bridge | 0 | 0 | 0 | 0 | 0 | 0 | 0 | 0 | 0 | 0 | 0 | 0 | 0 | 0 | 0 | 0 | 0 | 0 | 0 | 0 | 0 | 0 | 0 | 0 | 0 | 0 | 0 | 0 | 0 | 0 | 0 | 0
Dem_BB001a | Number of homes (cumulative) | SEPD | System Transformation | Tummel Bridge | 0 | 10 | 31 | 60 | 97 | 136 | 175 | 216 | 251 | 285 | 318 | 353 | 371 | 386 | 399 | 412 | 422 | 429.6234 | 437.3045 | 442.9047 | 446.4486 | 449.0027 | 449.3099 | 449.5624 | 449.7656 | 449.9271 | 450.0594 | 450.1673 | 450.2548 | 450.3183 | 450.3606 | 450.3806
Dem_BB002b | Floorspace (m2) (cumulative) | SEPD | System Transformation | Tummel Bridge | 0 | 0 | 3500 | 6650 | 10050 | 13700 | 17600 | 21750 | 26150 | 30800 | 35700 | 40850 | 43000 | 44750 | 46250 | 47500 | 48500 | 49250 | 49750 | 50000 | 50000 | 50000 | 50000 | 50000 | 50000 | 50000 | 50000 | 50000 | 50000 | 50000 | 50000 | 50000
Domestic direct electric heating | Number | SEPD | System Transformation | Tummel Bridge | 1540.6384 | 1541.7134 | 1543.9841 | 1547.1163 | 1551.1124 | 1555.3245 | 1529.1542 | 1515.6118 | 1501.3154 | 1487.0044 | 1472.6707 | 1458.741 | 1442.7804 | 1427.2765 | 1413.0985 | 1403.0527 | 1390.9105 | 1378.6748 | 1366.4343 | 1354.1959 | 1342.1216 | 1330.1845 | 1318.6259 | 1307.1932 | 1295.9002 | 1284.9825 | 1274.1136 | 1263.3323 | 1252.6928 | 1242.1709 | 1231.7904 | 1221.5272
Gas: Hydrogen peaking | MW | SEPD | System Transformation | Tummel Bridge | 0 | 0 | 0 | 0 | 0 | 0 | 0 | 0 | 0 | 0 | 0 | 0 | 0 | 0 | 0 | 0 | 0 | 0 | 0 | 0 | 0 | 0 | 0 | 0 | 0 | 0 | 0 | 0 | 0 | 0 | 0 | 0
Gen_BB001 | MW | SEPD | System Transformation | Tummel Bridge | 0 | 0 | 0 | 0 | 0 | 0 | 0 | 0 | 0 | 0 | 0 | 0 | 0 | 0 | 0 | 0 | 0 | 0 | 0 | 0 | 0 | 0 | 0 | 0 | 0 | 0 | 0 | 0 | 0 | 0 | 0 | 0
Gen_BB004 | MW | SEPD | System Transformation | Tummel Bridge | 0 | 0 | 0 | 0 | 0 | 0 | 0 | 0 | 0 | 0 | 0 | 0 | 0 | 0 | 0 | 0 | 0 | 0 | 0 | 0 | 0 | 0 | 0 | 0 | 0 | 0 | 0 | 0 | 0 | 0 | 0 | 0
Gen_BB005 | MW | SEPD | System Transformation | Tummel Bridge | 0 | 0 | 0 | 0 | 0 | 0 | 0 | 0 | 0 | 0 | 0 | 0 | 0 | 0 | 0 | 0 | 0 | 0 | 0 | 0 | 0 | 0 | 0 | 0 | 0 | 0 | 0 | 0 | 0 | 0 | 0 | 0
Gen_BB006 | MW | SEPD | System Transformation | Tummel Bridge | 0 | 0 | 0 | 0 | 0 | 0 | 0 | 0 | 0 | 0 | 0 | 0 | 0 | 0 | 0 | 0 | 0 | 0 | 0 | 0 | 0 | 0 | 0 | 0 | 0 | 0 | 0 | 0 | 0 | 0 | 0 | 0
Gen_BB008 | MW | SEPD | System Transformation | Tummel Bridge | 0 | 0 | 0 | 0 | 0 | 0 | 0 | 0 | 0 | 0 | 0 | 0 | 0 | 0 | 0 | 0 | 0 | 0 | 0 | 0 | 0 | 0 | 0 | 0 | 0 | 0 | 0 | 0 | 0 | 0 | 0 | 0
Gen_BB010 | MW | SEPD | System Transformation | Tummel Bridge | 0 | 0 | 0 | 0 | 0 | 0 | 0 | 0 | 0 | 0 | 0 | 0 | 0 | 0 | 0 | 0 | 0 | 0 | 0 | 0 | 0 | 0 | 0 | 0 | 0 | 0 | 0 | 0 | 0 | 0 | 0 | 0
Gen_BB011 | MW | SEPD | System Transformation | Tummel Bridge | 0 | 0 | 0 | 0 | 0 | 0 | 0 | 0 | 0 | 0 | 0 | 0 | 0 | 0 | 0 | 0 | 0 | 0 | 0 | 0 | 0 | 0 | 0 | 0 | 0 | 0 | 0 | 0 | 0 | 0 | 0 | 0
Gen_BB012 | MW | SEPD | System Transformation | Tummel Bridge | 0.0305 | 0.033044 | 0.036806 | 0.041367 | 0.046997 | 0.05294 | 0.059636 | 0.071638 | 0.08204 | 0.094986 | 0.10707 | 0.11845 | 0.12927 | 0.13968 | 0.14979 | 0.15967 | 0.16933 | 0.17776 | 0.18608 | 0.19422 | 0.20227 | 0.21024 | 0.21778 | 0.22484 | 0.23142 | 0.23628 | 0.24113 | 0.24556 | 0.24956 | 0.25314 | 0.25674 | 0.26034
Gen_BB013 | MW | SEPD | System Transformation | Tummel Bridge | 1.1847 | 1.1891 | 1.1978 | 1.2119 | 1.2329 | 1.2593 | 1.2908 | 1.3369 | 1.3817 | 1.4652 | 1.5497 | 1.6376 | 1.7104 | 1.7852 | 1.8616 | 1.9405 | 2.0189 | 2.0894 | 2.1592 | 2.2279 | 2.2968 | 2.366 | 2.4351 | 2.5011 | 2.5644 | 2.6188 | 2.6733 | 2.725 | 2.7742 | 2.8208 | 2.8674 | 2.9143
Gen_BB014 | MW | SEPD | System Transformation | Tummel Bridge | 0 | 0 | 0 | 0 | 0 | 0 | 0 | 0 | 0 | 0 | 0 | 0 | 0 | 0 | 0 | 0 | 0 | 0 | 0 | 0 | 0 | 0 | 0 | 0 | 0 | 0 | 0 | 0 | 0 | 0 | 0 | 0
Gen_BB015 | MW | SEPD | System Transformation | Tummel Bridge | 0 | 0 | 0 | 0 | 0 | 0 | 0 | 0 | 0 | 0.42766 | 0.95053 | 1.3678 | 2.289 | 3.4963 | 3.9047 | 4.3096 | 4.7108 | 5.0975 | 5.4688 | 5.8242 | 6.163 | 6.4844 | 6.9272 | 7.2446 | 7.5597 | 7.8723 | 8.1823 | 8.4978 | 8.819 | 9.1461 | 9.4789 | 9.8178
Gen_BB016 | MW | SEPD | System Transformation | Tummel Bridge | 0.8718 | 0.8718 | 0.87267 | 0.87399 | 0.87623 | 0.88118 | 0.89807 | 0.90867 | 0.92004 | 0.93196 | 0.94434 | 0.95693 | 0.96974 | 0.98903 | 1.0082 | 1.0336 | 1.0518 | 1.0758 | 1.0921 | 1.1092 | 1.1445 | 1.4142 | 1.5586 | 1.5689 | 1.5785 | 1.5873 | 1.5955 | 1.6029 | 1.6096 | 1.6156 | 1.6209 | 1.6255
Gen_BB017 | MW | SEPD | System Transformation | Tummel Bridge | 0 | 0 | 0 | 0 | 0 | 0 | 0 | 0 | 0 | 0 | 0 | 0 | 0 | 0 | 0 | 0 | 0 | 0 | 0 | 0 | 0 | 0 | 0 | 0 | 0 | 0 | 0 | 0 | 0 | 0 | 0 | 0
Gen_BB018 | MW | SEPD | System Transformation | Tummel Bridge | 68.0844 | 68.0844 | 68.0844 | 68.0844 | 68.1169 | 68.4066 | 68.4668 | 68.5545 | 68.6288 | 68.7239 | 68.7979 | 68.8934 | 68.9675 | 69.0625 | 69.1579 | 69.2318 | 69.3274 | 69.3998 | 69.4918 | 69.5615 | 69.6511 | 69.7391 | 69.8051 | 69.8909 | 69.9754 | 70.0382 | 70.1208 | 70.2028 | 70.2838 | 70.3425 | 70.4217 | 70.4943
Hydrogen electrolysis | MW | SEPD | System Transformation | Tummel Bridge | 0 | 0 | 0 | 0 | 0 | 0 | 0 | 0 | 0 | 0 | 0 | 0 | 0 | 0 | 0 | 0 | 0 | 0 | 0 | 0 | 0 | 0 | 0 | 0 | 0 | 0 | 0 | 0 | 0 | 0 | 0 | 0
Lct_BB001 | Number | SEPD | System Transformation | Tummel Bridge | 28.369 | 39.2804 | 61.751 | 113.3852 | 181.1752 | 274.8832 | 463.6716 | 730.4767 | 997.9723 | 1266.8063 | 1537.011 | 1809.1209 | 2209.4983 | 2738.6411 | 3331.2212 | 3972.9787 | 4670.5898 | 5374.9287 | 6055.8412 | 6682.114 | 7232.5327 | 7689.4431 | 8050.2633 | 8299.3444 | 8465.5134 | 8468.4367 | 8545.1999 | 8457.2463 | 8341.3251 | 8174.7731 | 7989.5178 | 7785.9638
Lct_BB003 | Number | SEPD | System Transformation | Tummel Bridge | 0 | 0 | 0 | 0 | 0 | 0 | 0 | 0 | 0 | 0.046104 | 0.090404 | 0.13384 | 0.74695 | 1.4664 | 2.4072 | 3.6044 | 5.1129 | 6.9222 | 8.9991 | 11.2643 | 13.6123 | 15.9627 | 18.2598 | 20.4891 | 22.6576 | 24.7943 | 26.7574 | 28.5911 | 30.3909 | 32.0279 | 33.0607 | 34.03
Lct_BB005 | Number | SEPD | System Transformation | Tummel Bridge | 146.9213 | 177.9689 | 190.512 | 214.5921 | 236.9588 | 261.5041 | 310.8482 | 367.5776 | 415.5241 | 460.65 | 545.7411 | 648.1398 | 758.7912 | 870.2019 | 982.5149 | 1095.6947 | 1209.4519 | 1300.7357 | 1392.3392 | 1483.3842 | 1573.9839 | 1664.0184 | 1784.3004 | 1905.3383 | 2027.5473 | 2151.4295 | 2276.7519 | 2280.9863 | 2285.4627 | 2290.1811 | 2295.1855 | 2300.2455
Lct_BB006 | Number | SEPD | System Transformation | Tummel Bridge | 0 | 0 | 2.0392 | 4.0522 | 6.0391 | 7.9997 | 9.933 | 12.0888 | 14.2076 | 16.2913 | 18.3397 | 21.9164 | 37.2248 | 52.3638 | 67.3357 | 82.1383 | 96.7728 | 109.58 | 122.228 | 134.7166 | 147.0468 | 159.2178 | 169.8396 | 180.3895 | 190.868 | 201.2767 | 211.6126 | 211.6126 | 211.6126 | 211.6126 | 211.6126 | 211.6126
Lct_BB007 | Number | SEPD | System Transformation | Tummel Bridge | 16.9706 | 21.8927 | 23.7836 | 27.4681 | 30.8221 | 34.4305 | 41.9051 | 50.4325 | 57.4051 | 63.7462 | 76.4689 | 87.8945 | 100.3523 | 112.8053 | 125.2534 | 137.6967 | 150.135 | 160.0681 | 169.9874 | 179.8929 | 189.7845 | 199.6623 | 213.301 | 227.8651 | 242.5541 | 257.3375 | 272.2189 | 267.3705 | 262.1318 | 257.237 | 252.6794 | 247.7418
Lct_BB008 | Number | SEPD | System Transformation | Tummel Bridge | 0 | 0 | 0.41026 | 0.81518 | 1.2148 | 1.6091 | 1.9981 | 2.4314 | 2.8576 | 3.2767 | 3.6887 | 4.0936 | 5.8264 | 7.5401 | 9.2348 | 10.9104 | 12.5669 | 14.0166 | 15.4483 | 16.862 | 18.2577 | 19.6354 | 20.8376 | 22.0318 | 23.218 | 24.396 | 25.5661 | 25.5661 | 25.5661 | 25.5661 | 25.5661 | 25.5661
Lct_BB010b | MW | SEPD | System Transformation | Tummel Bridge | 0.189 | 0.21621 | 0.26311 | 0.40055 | 0.60197 | 0.82565 | 1.5272 | 2.1887 | 2.8684 | 3.6031 | 4.3089 | 4.9467 | 6.206 | 7.654 | 9.3942 | 11.4108 | 14.402 | 18.4529 | 22.9221 | 25.7941 | 27.598 | 28.8519 | 29.7388 | 30.297 | 30.5194 | 30.5194 | 30.5194 | 30.5194 | 30.5194 | 30.5194 | 30.5194 | 30.5194
Lct_BB011b | MW | SEPD | System Transformation | Tummel Bridge | 0.05 | 0.0525 | 0.06545 | 0.08319 | 0.10371 | 0.12813 | 0.15792 | 0.19033 | 0.22903 | 0.27553 | 0.33065 | 0.39668 | 0.49034 | 0.60227 | 0.73434 | 0.88522 | 1.0505 | 1.228 | 1.41 | 1.5882 | 1.7534 | 1.9002 | 2.0267 | 2.1357 | 2.2272 | 2.3005 | 2.3731 | 2.4458 | 2.5205 | 2.5924 | 2.6427 | 2.683
Lct_BB012b | MW | SEPD | System Transformation | Tummel Bridge | 0.926 | 0.9289 | 0.93181 | 0.94357 | 0.95833 | 0.97559 | 0.99647 | 1.0205 | 1.0498 | 1.0856 | 1.1284 | 1.1797 | 1.2625 | 1.3625 | 1.4806 | 1.6154 | 1.7591 | 1.9124 | 2.0686 | 2.2193 | 2.3564 | 2.4742 | 2.5698 | 2.6438 | 2.6935 | 2.7101 | 2.7198 | 2.7241 | 2.7241 | 2.7241 | 2.7241 | 2.7241
Lct_BB013b | MW | SEPD | System Transformation | Tummel Bridge | 0 | 0.0008 | 0.00168 | 0.00314 | 0.00447 | 0.00569 | 0.00687 | 0.00965 | 0.01293 | 0.01682 | 0.0214 | 0.0268 | 0.03647 | 0.04813 | 0.06191 | 0.07779 | 0.09514 | 0.1139 | 0.13337 | 0.15264 | 0.17085 | 0.18742 | 0.20204 | 0.21476 | 0.22535 | 0.23153 | 0.23668 | 0.24085 | 0.24413 | 0.24661 | 0.24661 | 0.24661
Lct_BB014 | Number | SEPD | System Transformation | Tummel Bridge | 4.3956 | 4.4293 | 4.9807 | 5.6548 | 6.3919 | 7.226 | 8.1829 | 8.4347 | 9.4407 | 10.5666 | 11.8136 | 13.2307 | 13.8443 | 15.6183 | 17.6299 | 19.8957 | 22.4408 | 33.5598 | 36.1514 | 39.0059 | 42.1836 | 45.6767 | 53.5464 | 58.1655 | 63.2054 | 68.8221 | 75.0281 | 84.5932 | 95.3502 | 107.5017 | 121.1743 | 136.5707
Other generation | MW | SEPD | System Transformation | Tummel Bridge | 0 | 0 | 0 | 0 | 0 | 0 | 0 | 0 | 0 | 0 | 0 | 0 | 0 | 0 | 0 | 0 | 0 | 0 | 0 | 0 | 0 | 0 | 0 | 0 | 0 | 0 | 0 | 0 | 0 | 0 | 0 | 0
Srg_BB001 | MW | SEPD | System Transformation | Tummel Bridge | 0 | 0.095378 | 0.10492 | 0.11445 | 0.12399 | 0.13353 | 0.14307 | 0.35955 | 0.43267 | 0.50631 | 0.58045 | 0.65699 | 1.0183 | 1.3819 | 1.7474 | 2.1137 | 2.4863 | 2.8342 | 3.1825 | 3.5311 | 3.8805 | 4.229 | 4.5153 | 4.8019 | 5.0878 | 5.3738 | 5.6599 | 5.6608 | 5.6618 | 5.6627 | 5.6636 | 5.6645
Srg_BB002 | MW | SEPD | System Transformation | Tummel Bridge | 0 | 0 | 0.00046688 | 0.00094382 | 0.0014353 | 0.0019509 | 0.0024982 | 0.0048264 | 0.0050227 | 0.0052045 | 0.0054186 | 0.0056229 | 0.0058184 | 0.0060047 | 0.0061842 | 0.0063583 | 0.0065284 | 0.0066947 | 0.006838 | 0.0069812 | 0.0071216 | 0.0072616 | 0.0086118 | 0.010022 | 0.011482 | 0.012985 | 0.014459 | 0.014641 | 0.0148 | 0.014936 | 0.015049 | 0.015161
Data centres (MW) | MW | SEPD | System Transformation | Willowdale | 0 | 0 | 0 | 0 | 0 | 0 | 0 | 0 | 0 | 0 | 0 | 0 | 0 | 0 | 0 | 0 | 0 | 0 | 0 | 0 | 0 | 0 | 0 | 0 | 0 | 0 | 0 | 0 | 0 | 0 | 0 | 0
Dem_BB001a | Number of homes (cumulative) | SEPD | System Transformation | Willowdale | 0 | 150.7942 | 287.9148 | 460.5292 | 539.1796 | 589.7713 | 663.4801 | 730.1748 | 796.7138 | 867.5077 | 928.9925 | 971.1959 | 997.0796 | 1015.0796 | 1031.0796 | 1047.0796 | 1060.0796 | 1070.9943 | 1082.0864 | 1089.9298 | 1093.6005 | 1095.0105 | 1095.7926 | 1096.435 | 1096.9523 | 1097.3632 | 1097.7 | 1097.9747 | 1098.1973 | 1098.359 | 1098.4665 | 1098.5174
Dem_BB002b | Floorspace (m2) (cumulative) | SEPD | System Transformation | Willowdale | 0 | 0 | 0 | 0 | 0 | 0 | 0 | 0 | 0 | 0 | 0 | 0 | 0 | 0 | 0 | 0 | 0 | 0 | 0 | 0 | 0 | 0 | 0 | 0 | 0 | 0 | 0 | 0 | 0 | 0 | 0 | 0
Domestic direct electric heating | Number | SEPD | System Transformation | Willowdale | 2651.8176 | 2668.0149 | 2682.9198 | 2701.4963 | 2709.9196 | 2715.319 | 2658.2609 | 2618.5906 | 2579.7467 | 2542.0401 | 2503.5493 | 2463.1713 | 2422.7215 | 2383.3276 | 2347.3335 | 2321.7784 | 2291.874 | 2262.6098 | 2233.0059 | 2203.8289 | 2174.9258 | 2146.2354 | 2119.5619 | 2093.5423 | 2067.9693 | 2042.9573 | 2021.4519 | 2000.2922 | 1979.4271 | 1958.812 | 1938.4921 | 1918.4241
Gas: Hydrogen peaking | MW | SEPD | System Transformation | Willowdale | 0 | 0 | 0 | 0 | 0 | 0 | 0 | 0 | 0 | 0 | 0 | 0 | 0 | 0 | 0 | 0 | 0 | 0 | 0 | 0 | 0 | 0 | 0 | 0 | 0 | 0 | 1.99 | 1.99 | 1.99 | 1.99 | 1.99 | 1.99
Gen_BB001 | MW | SEPD | System Transformation | Willowdale | 1.99 | 1.99 | 1.99 | 1.99 | 1.99 | 1.99 | 1.99 | 1.99 | 1.99 | 1.99 | 1.99 | 1.99 | 1.99 | 1.99 | 1.99 | 1.99 | 1.99 | 1.99 | 1.99 | 1.99 | 1.99 | 1.99 | 1.99 | 1.99 | 1.99 | 1.99 | 0 | 0 | 0 | 0 | 0 | 0
Gen_BB004 | MW | SEPD | System Transformation | Willowdale | 0 | 0 | 0 | 0 | 0 | 0 | 0 | 0 | 0 | 0 | 0 | 0 | 0 | 0 | 0 | 0 | 0 | 0 | 0 | 0 | 0 | 0 | 0 | 0 | 0 | 0 | 0 | 0 | 0 | 0 | 0 | 0
Gen_BB005 | MW | SEPD | System Transformation | Willowdale | 0 | 0 | 0 | 0 | 0 | 0 | 0 | 0 | 0 | 0 | 0 | 0 | 0 | 0 | 0 | 0 | 0 | 0 | 0 | 0 | 0 | 0 | 0 | 0 | 0 | 0 | 0 | 0 | 0 | 0 | 0 | 0
Gen_BB006 | MW | SEPD | System Transformation | Willowdale | 0 | 0 | 0 | 0 | 0 | 0 | 0 | 0 | 0 | 0 | 0 | 0 | 0 | 0 | 0 | 0 | 0 | 0 | 0 | 0 | 0 | 0 | 0 | 0 | 0 | 0 | 0 | 0 | 0 | 0 | 0 | 0
Gen_BB008 | MW | SEPD | System Transformation | Willowdale | 0 | 0 | 0 | 0 | 0 | 0 | 0 | 0 | 0 | 0 | 0 | 0 | 0 | 0 | 0 | 0 | 0 | 0 | 0 | 0 | 0 | 0 | 0 | 0 | 0 | 0 | 0 | 0 | 0 | 0 | 0 | 0
Gen_BB010 | MW | SEPD | System Transformation | Willowdale | 0 | 0 | 0 | 0 | 0 | 0 | 0 | 0 | 0 | 0 | 0 | 0 | 0 | 0 | 0 | 0 | 0 | 0 | 0 | 0 | 0 | 0 | 0 | 0 | 0 | 0 | 0 | 0 | 0 | 0 | 0 | 0
Gen_BB011 | MW | SEPD | System Transformation | Willowdale | 0 | 0 | 0 | 0 | 0 | 0 | 0 | 0 | 0 | 0 | 0 | 0 | 0 | 0 | 0 | 0 | 0 | 0 | 0 | 0 | 0 | 0 | 0 | 0 | 0 | 0 | 0 | 0 | 0 | 0 | 0 | 0
Gen_BB012 | MW | SEPD | System Transformation | Willowdale | 0.31816 | 0.31843 | 0.31902 | 0.32003 | 0.32177 | 0.32422 | 0.3278 | 0.33653 | 0.3467 | 0.36345 | 0.38219 | 0.40235 | 0.42351 | 0.44554 | 0.46835 | 0.4919 | 0.51601 | 0.53775 | 0.56004 | 0.5825 | 0.60536 | 0.62865 | 0.65106 | 0.6722 | 0.69204 | 0.70638 | 0.72075 | 0.73377 | 0.74541 | 0.75569 | 0.76601 | 0.77639
Gen_BB013 | MW | SEPD | System Transformation | Willowdale | 0.10454 | 0.14354 | 0.20463 | 0.29598 | 0.38137 | 0.46793 | 0.58391 | 0.77493 | 0.96501 | 1.2468 | 1.5226 | 1.7832 | 2.0353 | 2.2898 | 2.5502 | 2.8169 | 3.0886 | 3.3379 | 3.5841 | 3.831 | 4.0785 | 4.3269 | 4.5812 | 4.8263 | 5.0603 | 5.2507 | 5.4407 | 5.6195 | 5.7871 | 5.9436 | 6.1004 | 6.2576
Gen_BB014 | MW | SEPD | System Transformation | Willowdale | 0 | 0 | 0 | 0 | 0 | 0 | 0 | 0 | 0 | 0 | 0 | 0 | 0 | 0 | 0 | 0 | 0 | 0 | 0 | 0 | 0 | 0 | 0 | 0 | 0 | 0 | 0 | 0 | 0 | 0 | 0 | 0
Gen_BB015 | MW | SEPD | System Transformation | Willowdale | 0 | 0 | 0 | 0 | 0 | 0 | 0 | 0 | 0 | 0 | 0 | 0 | 0 | 0 | 0 | 0 | 0 | 0 | 0 | 0 | 0 | 0 | 0 | 0 | 0 | 0 | 0 | 0 | 0 | 0 | 0 | 0
Gen_BB016 | MW | SEPD | System Transformation | Willowdale | 0 | 0 | 0 | 0 | 0 | 0 | 0 | 0 | 0 | 0 | 0 | 0 | 0 | 0 | 0 | 0 | 0 | 0 | 0 | 0 | 0 | 0 | 0 | 0 | 0 | 0 | 0 | 0 | 0 | 0 | 0 | 0
Gen_BB017 | MW | SEPD | System Transformation | Willowdale | 0 | 0 | 0 | 0 | 0 | 0 | 0 | 0 | 0 | 0 | 0 | 0 | 0 | 0 | 0 | 0 | 0 | 0 | 0 | 0 | 0 | 0 | 0 | 0 | 0 | 0 | 0 | 0 | 0 | 0 | 0 | 0
Gen_BB018 | MW | SEPD | System Transformation | Willowdale | 0.285 | 0.285 | 0.285 | 0.285 | 0.28562 | 0.29113 | 0.29228 | 0.29395 | 0.29536 | 0.29717 | 0.29858 | 0.3004 | 0.30181 | 0.30362 | 0.30544 | 0.30684 | 0.30866 | 0.31004 | 0.31179 | 0.31312 | 0.31482 | 0.3165 | 0.31775 | 0.31939 | 0.321 | 0.32219 | 0.32376 | 0.32533 | 0.32687 | 0.32798 | 0.32949 | 0.33087
Hydrogen electrolysis | MW | SEPD | System Transformation | Willowdale | 0 | 0 | 0 | 0 | 0 | 0 | 0 | 0 | 0 | 0 | 0 | 0 | 0 | 0 | 0 | 0 | 0 | 0 | 0 | 0 | 0 | 0 | 0 | 0 | 0 | 0 | 0 | 0 | 0 | 0 | 0 | 0
Lct_BB001 | Number | SEPD | System Transformation | Willowdale | 40.2582 | 66.4684 | 120.3695 | 253.2275 | 430.1383 | 689.7245 | 1107.936 | 1934.6555 | 2763.7946 | 3596.1831 | 4433.0835 | 5275.3814 | 6211.4778 | 7609.7378 | 9106.7934 | 10646.6346 | 12220.2226 | 13727.6945 | 15113.4238 | 16332.3452 | 17386.8288 | 18260.0179 | 18953.6083 | 19361.3793 | 19667.4668 | 19813.7271 | 20480.8256 | 20319.6427 | 20100.1843 | 19772.0599 | 19391.2455 | 18936.1296
Lct_BB003 | Number | SEPD | System Transformation | Willowdale | 0 | 0 | 0 | 0.49076 | 1.0768 | 1.7889 | 2.6688 | 3.6323 | 6.4707 | 9.6061 | 13.6204 | 18.0727 | 23.8875 | 32.6071 | 43.6322 | 57.1492 | 73.7342 | 92.8716 | 113.9249 | 135.7734 | 157.1385 | 177.1873 | 195.4512 | 211.9663 | 227.0543 | 241.2024 | 253.0031 | 263.3198 | 273.388 | 282.3052 | 286.5986 | 290.4998
Lct_BB005 | Number | SEPD | System Transformation | Willowdale | 4.394 | 183.1601 | 254.7219 | 390.714 | 511.5796 | 641.3955 | 909.9716 | 1213.9064 | 1456.7324 | 1659.6216 | 1976.2678 | 2051.8511 | 2127.7548 | 2200.1963 | 2273.6112 | 2344.9846 | 2412.9865 | 2505.306 | 2592.968 | 2679.717 | 2764.0258 | 2847.391 | 3021.052 | 3196.564 | 3372.2159 | 3550.5655 | 3729.8749 | 3743.733 | 3758.3831 | 3773.8251 | 3790.2032 | 3806.7632
Lct_BB006 | Number | SEPD | System Transformation | Willowdale | 0 | 0 | 70.5739 | 140.234 | 208.9837 | 276.82 | 343.746 | 418.2913 | 491.6152 | 563.7143 | 634.5906 | 669.5196 | 819 | 966.8375 | 1113.0298 | 1257.5751 | 1400.4771 | 1525.5382 | 1649.0459 | 1770.9994 | 1891.3996 | 2010.2464 | 2113.9584 | 2216.9762 | 2319.2988 | 2420.9284 | 2521.8624 | 2521.8624 | 2521.8624 | 2521.8624 | 2521.8624 | 2521.8624
Lct_BB007 | Number | SEPD | System Transformation | Willowdale | 73.8866 | 95.3164 | 103.549 | 119.591 | 134.1937 | 149.9039 | 182.4472 | 219.5736 | 249.9307 | 277.5388 | 332.9307 | 382.6753 | 436.9143 | 491.1321 | 545.3286 | 599.5039 | 653.6579 | 696.9046 | 740.0912 | 783.2176 | 826.2839 | 869.2898 | 926.5244 | 984.5089 | 1042.2476 | 1100.2747 | 1158.5903 | 1149.9772 | 1143.6246 | 1137.7559 | 1132.4391 | 1127.3102
Lct_BB008 | Number | SEPD | System Transformation | Willowdale | 0 | 0 | 1.7861 | 3.5491 | 5.289 | 7.0058 | 8.6995 | 10.5861 | 12.4418 | 14.2665 | 16.0602 | 17.823 | 25.3672 | 32.8284 | 40.2067 | 47.5019 | 54.7141 | 61.0258 | 67.2591 | 73.4141 | 79.4906 | 85.4887 | 90.7231 | 95.9224 | 101.0866 | 106.2157 | 111.3097 | 111.3097 | 111.3097 | 111.3097 | 111.3097 | 111.3097
Lct_BB010b | MW | SEPD | System Transformation | Willowdale | 0.084 | 0.11119 | 0.22738 | 0.41132 | 0.67132 | 1.0026 | 1.7293 | 2.453 | 3.1766 | 3.9397 | 4.6604 | 5.4213 | 6.7888 | 8.4081 | 10.3081 | 12.4246 | 14.8084 | 17.2922 | 20.1803 | 22.8806 | 25.3106 | 27.3945 | 29.0372 | 30.1219 | 30.863 | 30.863 | 30.863 | 30.863 | 30.863 | 30.863 | 30.863 | 30.863
Lct_BB011b | MW | SEPD | System Transformation | Willowdale | 0.011 | 0.0272 | 0.0423 | 0.0793 | 0.12216 | 0.17241 | 0.23374 | 0.30025 | 0.37979 | 0.47502 | 0.58863 | 0.72424 | 0.91719 | 1.1488 | 1.4212 | 1.7328 | 2.073 | 2.4377 | 2.8114 | 3.175 | 3.5101 | 3.8058 | 4.0588 | 4.2731 | 4.45 | 4.587 | 4.7226 | 4.8585 | 4.9982 | 5.1329 | 5.2265 | 5.3016
Lct_BB012b | MW | SEPD | System Transformation | Willowdale | 0.561 | 0.5686 | 0.57622 | 0.6036 | 0.63696 | 0.67638 | 0.7243 | 0.77931 | 0.84619 | 0.92719 | 1.0242 | 1.1401 | 1.3273 | 1.5532 | 1.8193 | 2.1243 | 2.45 | 2.7979 | 3.1526 | 3.4946 | 3.8064 | 4.0747 | 4.2928 | 4.4613 | 4.5754 | 4.6104 | 4.6305 | 4.6392 | 4.6392 | 4.6392 | 4.6392 | 4.6392
Lct_BB013b | MW | SEPD | System Transformation | Willowdale | 0 | 0 | 0 | 0 | 0 | 0 | 0 | 0 | 0 | 0 | 0 | 0 | 0 | 0 | 0 | 0 | 0 | 0 | 0 | 0 | 0 | 0 | 0 | 0 | 0 | 0 | 0 | 0 | 0 | 0 | 0 | 0
Lct_BB014 | Number | SEPD | System Transformation | Willowdale | 159.5479 | 160.7724 | 180.7874 | 205.255 | 232.0091 | 262.2863 | 297.019 | 306.2958 | 342.8251 | 383.7119 | 428.9938 | 480.4551 | 483.068 | 544.9706 | 615.16 | 694.2217 | 783.028 | 1171.0003 | 1261.4289 | 1361.0335 | 1471.9108 | 1593.7966 | 1561.29 | 1695.9718 | 1842.9251 | 2006.694 | 2187.6458 | 2466.5439 | 2780.1935 | 3134.5017 | 3533.1643 | 3982.087
Other generation | MW | SEPD | System Transformation | Willowdale | 0 | 0 | 0 | 0 | 0 | 0 | 0 | 0 | 0 | 0 | 0 | 0 | 0 | 0 | 0 | 0 | 0 | 0 | 0 | 0 | 0 | 0 | 0 | 0 | 0 | 0 | 0 | 0 | 0 | 0 | 0 | 0
Srg_BB001 | MW | SEPD | System Transformation | Willowdale | 0 | 0.068232 | 0.075055 | 0.081879 | 0.088702 | 0.095525 | 0.10235 | 0.21152 | 0.21834 | 0.22517 | 0.23199 | 0.23881 | 0.26938 | 0.30104 | 0.33379 | 0.36764 | 0.40257 | 0.41076 | 0.41895 | 0.42713 | 0.43532 | 0.44351 | 0.54586 | 0.64821 | 0.75055 | 0.8529 | 0.95525 | 0.95525 | 0.95525 | 0.95525 | 0.95525 | 0.95525
Srg_BB002 | MW | SEPD | System Transformation | Willowdale | 0 | 0 | 6.365e-05 | 0.00014591 | 0.00025351 | 0.00039287 | 0.00057399 | 0.0016136 | 0.0017224 | 0.00185 | 0.002029 | 0.0022246 | 0.0024331 | 0.0026505 | 0.0028764 | 0.0031106 | 0.0033531 | 0.003601 | 0.0038239 | 0.0040551 | 0.0042899 | 0.0045316 | 0.0069317 | 0.0095016 | 0.012218 | 0.015053 | 0.01787 | 0.018222 | 0.018531 | 0.018798 | 0.019023 | 0.019246
Data centres (MW) | MW | SEPD | System Transformation | Woodhill | 0 | 0 | 0 | 0 | 0 | 0 | 0 | 0 | 0 | 0 | 0 | 0 | 0 | 0 | 0 | 0 | 0 | 0 | 0 | 0 | 0 | 0 | 0 | 0 | 0 | 0 | 0 | 0 | 0 | 0 | 0 | 0
Dem_BB001a | Number of homes (cumulative) | SEPD | System Transformation | Woodhill | 0 | 118.6998 | 346.7894 | 529.2743 | 622.8024 | 695.2601 | 767.8579 | 829.2931 | 890.4968 | 954.0794 | 1020.2027 | 1089.3712 | 1151.6008 | 1215.3338 | 1285.5932 | 1331.0647 | 1390.3065 | 1410.5957 | 1431.0971 | 1449.3011 | 1464.2986 | 1476.9861 | 1485.9221 | 1492.6909 | 1496.31 | 1497.8018 | 1498.2048 | 1498.5336 | 1498.8 | 1498.9936 | 1499.1222 | 1499.1831
Dem_BB002b | Floorspace (m2) (cumulative) | SEPD | System Transformation | Woodhill | 0 | 37125 | 66825 | 93637.5 | 97762.5 | 101887.5 | 106012.5 | 109312.5 | 112612.5 | 115912.5 | 119212.5 | 122512.5 | 123750 | 123750 | 123750 | 123750 | 123750 | 123750 | 123750 | 123750 | 123750 | 123750 | 123750 | 123750 | 123750 | 123750 | 123750 | 123750 | 123750 | 123750 | 123750 | 123750
Domestic direct electric heating | Number | SEPD | System Transformation | Woodhill | 953.6699 | 966.5262 | 991.2578 | 1011.0221 | 1021.1733 | 1029.0568 | 1039.0153 | 1028.703 | 1018.8062 | 1009.8573 | 1001.2495 | 993.5803 | 985.4434 | 978.5653 | 973.1704 | 970.1724 | 965.5314 | 961.6612 | 956.9319 | 952.5422 | 948.4 | 944.3863 | 942.1004 | 940.019 | 937.8017 | 935.6864 | 933.2577 | 930.8305 | 928.4965 | 926.2691 | 924.1351 | 922.1091
Gas: Hydrogen peaking | MW | SEPD | System Transformation | Woodhill | 0 | 0 | 0 | 0 | 0 | 0 | 0 | 0 | 0 | 0 | 0.2 | 0.2 | 0.5 | 0.5 | 0.5 | 0.5 | 0.5 | 0.5 | 0.5 | 0.5 | 0.5 | 0.5 | 0.5 | 1.499 | 1.499 | 1.499 | 2.494 | 2.494 | 2.494 | 2.494 | 2.494 | 2.494
Gen_BB001 | MW | SEPD | System Transformation | Woodhill | 2.494 | 2.494 | 2.494 | 2.494 | 2.494 | 2.494 | 2.494 | 2.494 | 2.494 | 2.494 | 2.294 | 2.294 | 1.994 | 1.994 | 1.994 | 1.994 | 1.994 | 1.994 | 1.994 | 1.994 | 1.994 | 1.994 | 1.994 | 0.995 | 0.995 | 0.995 | 0 | 0 | 0 | 0 | 0 | 0
Gen_BB004 | MW | SEPD | System Transformation | Woodhill | 0 | 0 | 0 | 0 | 0 | 0 | 0 | 0 | 0 | 0 | 0 | 0 | 0 | 0 | 0 | 0 | 0 | 0 | 0 | 0 | 0 | 0 | 0 | 0 | 0 | 0 | 0 | 0 | 0 | 0 | 0 | 0
Gen_BB005 | MW | SEPD | System Transformation | Woodhill | 0 | 0 | 0 | 0 | 0 | 0 | 0 | 0 | 0 | 0 | 0 | 0 | 0 | 0 | 0 | 0 | 0 | 0 | 0 | 0 | 0 | 0 | 0 | 0 | 0 | 0 | 0 | 0 | 0 | 0 | 0 | 0
Gen_BB006 | MW | SEPD | System Transformation | Woodhill | 0 | 0 | 0 | 0 | 0 | 0 | 0 | 0 | 0 | 0 | 0 | 0 | 0 | 0 | 0 | 0 | 0 | 0 | 0 | 0 | 0 | 0 | 0 | 0 | 0 | 0 | 0 | 0 | 0 | 0 | 0 | 0
Gen_BB008 | MW | SEPD | System Transformation | Woodhill | 0 | 0 | 0 | 0 | 0 | 0 | 0 | 0 | 0 | 0 | 0 | 0 | 0 | 0 | 0 | 0 | 0 | 0 | 0 | 0 | 0 | 0 | 0 | 0 | 0 | 0 | 0 | 0 | 0 | 0 | 0 | 0
Gen_BB010 | MW | SEPD | System Transformation | Woodhill | 0 | 0 | 0 | 0 | 0 | 0 | 0 | 0 | 0 | 0 | 0 | 0 | 0 | 0 | 0 | 0 | 0 | 0 | 0 | 0 | 0 | 0 | 0 | 0 | 0 | 0 | 0 | 0 | 0 | 0 | 0 | 0
Gen_BB011 | MW | SEPD | System Transformation | Woodhill | 0 | 0 | 0 | 0 | 0 | 0 | 0 | 0 | 0 | 0 | 0 | 0 | 0 | 0 | 0 | 0 | 0 | 0 | 0 | 0 | 0 | 0 | 0 | 0 | 0 | 0 | 0 | 0 | 0 | 0 | 0 | 0
Gen_BB012 | MW | SEPD | System Transformation | Woodhill | 0.22307 | 0.22458 | 0.22703 | 0.23037 | 0.23505 | 0.24073 | 0.24808 | 0.264 | 0.28088 | 0.30157 | 0.32287 | 0.34455 | 0.36645 | 0.3886 | 0.41101 | 0.43373 | 0.45663 | 0.47706 | 0.49777 | 0.51846 | 0.53933 | 0.56041 | 0.5806 | 0.59961 | 0.61741 | 0.63036 | 0.64332 | 0.65508 | 0.66563 | 0.67499 | 0.68438 | 0.69382
Gen_BB013 | MW | SEPD | System Transformation | Woodhill | 0.67753 | 0.71901 | 0.80591 | 0.91112 | 1.0163 | 1.1289 | 1.264 | 1.4901 | 1.7125 | 1.9526 | 2.1951 | 2.4439 | 2.6863 | 2.9366 | 3.1984 | 3.4524 | 3.7081 | 3.9491 | 4.1844 | 4.4217 | 4.6615 | 4.9027 | 5.1515 | 5.3913 | 5.619 | 5.809 | 5.9978 | 6.1774 | 6.3481 | 6.5097 | 6.6718 | 6.8344
Gen_BB014 | MW | SEPD | System Transformation | Woodhill | 0 | 0 | 0 | 0 | 0 | 0 | 0 | 0 | 0 | 0 | 0 | 0 | 0 | 0 | 0 | 0 | 0 | 0 | 0 | 0 | 0 | 0 | 0 | 0 | 0 | 0 | 0 | 0 | 0 | 0 | 0 | 0
Gen_BB015 | MW | SEPD | System Transformation | Woodhill | 0 | 0 | 0 | 0 | 0 | 0 | 0 | 0 | 0 | 0 | 0 | 0 | 0 | 0 | 0 | 0 | 0 | 0 | 0 | 0 | 0 | 0 | 0 | 0 | 0 | 0 | 0 | 0 | 0 | 0 | 0 | 0
Gen_BB016 | MW | SEPD | System Transformation | Woodhill | 0 | 0 | 0 | 0 | 0 | 0 | 0 | 0 | 0 | 0 | 0 | 0 | 0 | 0 | 0 | 0 | 0 | 0 | 0 | 0 | 0 | 0 | 0 | 0 | 0 | 0 | 0 | 0 | 0 | 0 | 0 | 0
Gen_BB017 | MW | SEPD | System Transformation | Woodhill | 0 | 0 | 0 | 0 | 0 | 0 | 0 | 0 | 0 | 0 | 0 | 0 | 0 | 0 | 0 | 0 | 0 | 0 | 0 | 0 | 0 | 0 | 0 | 0 | 0 | 0 | 0 | 0 | 0 | 0 | 0 | 0
Gen_BB018 | MW | SEPD | System Transformation | Woodhill | 0 | 0 | 0 | 0 | 0 | 0 | 0 | 0 | 0 | 0 | 0 | 0 | 0 | 0 | 0 | 0 | 0 | 0 | 0 | 0 | 0 | 0 | 0 | 0 | 0 | 0 | 0 | 0 | 0 | 0 | 0 | 0
Hydrogen electrolysis | MW | SEPD | System Transformation | Woodhill | 0 | 0 | 0 | 0 | 0 | 0 | 0 | 0 | 0 | 0 | 0 | 0 | 0 | 0 | 0 | 0 | 0 | 0 | 0 | 0 | 0 | 0 | 0 | 0 | 0 | 0 | 0 | 0 | 0 | 0 | 0 | 0
Lct_BB001 | Number | SEPD | System Transformation | Woodhill | 57.3365 | 86.6242 | 148.5378 | 294.6499 | 488.6519 | 766.6821 | 1209.2829 | 1921.6639 | 2638.5257 | 3360.9811 | 4090.851 | 4830.0013 | 5744.5732 | 7070.7644 | 8516.257 | 10034.9499 | 11626.1731 | 13187.0298 | 14656.5751 | 15979.0607 | 17136.0937 | 18100.9712 | 18871.0166 | 19367.5001 | 19727.9173 | 19846.3317 | 20325.7533 | 20157.8476 | 19929.9874 | 19592.507 | 19206.1146 | 18757.6452
Lct_BB003 | Number | SEPD | System Transformation | Woodhill | 0 | 0 | 2.1665 | 4.4326 | 7.1637 | 10.5069 | 14.6549 | 20.2016 | 26.5281 | 35.6901 | 45.9985 | 59.6288 | 76.8566 | 99.7316 | 128.3247 | 162.9288 | 204.9785 | 252.8304 | 304.6663 | 357.4842 | 408.0051 | 454.2256 | 495.1277 | 530.9974 | 562.8469 | 592.0374 | 615.1385 | 634.5594 | 653.5113 | 670.1078 | 676.9195 | 682.8104
Lct_BB005 | Number | SEPD | System Transformation | Woodhill | 9.85 | 120.5503 | 169.7492 | 256.1474 | 332.122 | 413.6284 | 579.8169 | 763.3739 | 894.7653 | 1006.2695 | 1156.6311 | 1200.1209 | 1247.0975 | 1292.3535 | 1336.6284 | 1379.1648 | 1422.4718 | 1485.3764 | 1548.3115 | 1611.9049 | 1673.4737 | 1733.4263 | 1852.606 | 1973.2431 | 2094.3525 | 2215.8859 | 2337.9809 | 2354.3412 | 2371.6364 | 2389.8666 | 2409.2018 | 2428.7518
Lct_BB006 | Number | SEPD | System Transformation | Woodhill | 0 | 0 | 26.7152 | 53.0839 | 79.1094 | 104.7896 | 130.1249 | 158.3435 | 186.0994 | 213.3927 | 240.2241 | 262.6525 | 358.6355 | 453.5632 | 547.4322 | 640.2471 | 732.0057 | 812.3069 | 891.6118 | 969.9202 | 1047.2308 | 1123.544 | 1190.1394 | 1256.2887 | 1321.9907 | 1387.2472 | 1452.058 | 1452.058 | 1452.058 | 1452.058 | 1452.058 | 1452.058
Lct_BB007 | Number | SEPD | System Transformation | Woodhill | 38.4931 | 49.6576 | 53.9466 | 62.3041 | 69.9117 | 78.0964 | 95.0507 | 114.3927 | 130.2079 | 144.5911 | 173.449 | 199.3647 | 227.6219 | 255.8681 | 284.1031 | 312.3272 | 340.5401 | 363.0707 | 385.5699 | 408.0377 | 430.4742 | 452.8793 | 482.3244 | 511.762 | 540.7938 | 569.9578 | 599.2249 | 597.1094 | 597.0176 | 596.9797 | 597.0503 | 597.0541
Lct_BB008 | Number | SEPD | System Transformation | Woodhill | 0 | 0 | 0.9305 | 1.849 | 2.7555 | 3.6499 | 4.5322 | 5.5151 | 6.4819 | 7.4325 | 8.367 | 9.2853 | 13.2157 | 17.1029 | 20.9467 | 24.7473 | 28.5047 | 31.7929 | 35.0404 | 38.2469 | 41.4127 | 44.5376 | 47.2645 | 49.9732 | 52.6636 | 55.3358 | 57.9897 | 57.9897 | 57.9897 | 57.9897 | 57.9897 | 57.9897
Lct_BB010b | MW | SEPD | System Transformation | Woodhill | 0.445 | 0.56437 | 0.72003 | 0.99488 | 1.3645 | 1.8492 | 2.7774 | 3.7022 | 4.6064 | 5.5548 | 6.4636 | 7.4813 | 9.3451 | 11.5851 | 14.2316 | 17.3408 | 21.2503 | 26.5438 | 31.5429 | 35.3394 | 38.0216 | 40.1709 | 41.6456 | 42.78 | 43.5801 | 43.5801 | 43.5801 | 43.5801 | 43.5801 | 43.5801 | 43.5801 | 43.5801
Lct_BB011b | MW | SEPD | System Transformation | Woodhill | 0.092 | 0.1138 | 0.1371 | 0.19042 | 0.25102 | 0.32123 | 0.40656 | 0.4981 | 0.60707 | 0.73735 | 0.89192 | 1.0752 | 1.3508 | 1.6815 | 2.0688 | 2.5087 | 2.9786 | 3.474 | 3.9701 | 4.437 | 4.8474 | 5.1848 | 5.4435 | 5.6293 | 5.7425 | 5.7758 | 5.8087 | 5.8417 | 5.8756 | 5.9084 | 5.9311 | 5.9494
Lct_BB012b | MW | SEPD | System Transformation | Woodhill | 0.6 | 0.6302 | 0.66035 | 0.73455 | 0.81999 | 0.92011 | 1.0431 | 1.1824 | 1.3502 | 1.5523 | 1.794 | 2.0825 | 2.5355 | 3.0844 | 3.7335 | 4.4796 | 5.2826 | 6.1429 | 7.0223 | 7.8719 | 8.6467 | 9.3139 | 9.8574 | 10.2793 | 10.5705 | 10.6258 | 10.6521 | 10.6635 | 10.6635 | 10.6635 | 10.6635 | 10.6635
Lct_BB013b | MW | SEPD | System Transformation | Woodhill | 0 | 0.005 | 0.00996 | 0.01865 | 0.02656 | 0.03381 | 0.04081 | 0.05733 | 0.07686 | 0.1 | 0.12727 | 0.15941 | 0.21697 | 0.28638 | 0.36839 | 0.46286 | 0.5661 | 0.67773 | 0.79355 | 0.9082 | 1.0166 | 1.1151 | 1.2021 | 1.2778 | 1.3408 | 1.3777 | 1.4083 | 1.4331 | 1.4527 | 1.4674 | 1.4674 | 1.4674
Lct_BB014 | Number | SEPD | System Transformation | Woodhill | 83.6536 | 84.2956 | 94.7898 | 107.6185 | 121.6462 | 137.521 | 155.7319 | 172.0207 | 192.5362 | 215.4988 | 240.9299 | 269.8314 | 295.6412 | 333.5261 | 376.4825 | 424.8688 | 479.219 | 716.6609 | 772.0039 | 832.9626 | 900.8204 | 975.4154 | 1024.9916 | 1113.4107 | 1209.8859 | 1317.4007 | 1436.1961 | 1619.2936 | 1825.2055 | 2057.8099 | 2319.5331 | 2614.2522
Other generation | MW | SEPD | System Transformation | Woodhill | 0.265 | 0.265 | 0.265 | 0.265 | 0.265 | 0.265 | 0.265 | 0.265 | 0.265 | 0.265 | 0.265 | 0.265 | 0.265 | 0.265 | 0.265 | 0.265 | 0.265 | 0.265 | 0.265 | 0.265 | 0.265 | 0.265 | 0.265 | 0.265 | 0.265 | 0.265 | 0.265 | 0.265 | 0.265 | 0.265 | 0.265 | 0.265
Srg_BB001 | MW | SEPD | System Transformation | Woodhill | 0 | 0.027513 | 0.030264 | 0.033016 | 0.035767 | 0.038518 | 0.041269 | 0.08529 | 0.088042 | 0.090793 | 0.093544 | 0.096295 | 0.10862 | 0.12139 | 0.13459 | 0.14824 | 0.16233 | 0.16563 | 0.16893 | 0.17223 | 0.17553 | 0.17883 | 0.2201 | 0.26137 | 0.30264 | 0.34391 | 0.38518 | 0.38518 | 0.38518 | 0.38518 | 0.38518 | 0.38518
Srg_BB002 | MW | SEPD | System Transformation | Woodhill | 0 | 0 | 0.00029353 | 0.00061373 | 0.00097064 | 0.0013764 | 0.0018462 | 0.0041629 | 0.0043832 | 0.0046044 | 0.0048834 | 0.0051656 | 0.0054495 | 0.005732 | 0.0060146 | 0.0062985 | 0.0065848 | 0.0068716 | 0.0071247 | 0.0073831 | 0.0076416 | 0.0079042 | 0.010482 | 0.013215 | 0.01608 | 0.019054 | 0.021995 | 0.022361 | 0.022681 | 0.022957 | 0.023188 | 0.023418

## 2020 Building Blocks
WS1B P2 2020 Buildings Blocks
Template | Technology | Building Block ID Number | Technology Detail | Units | Detail | Comments | Alignment with Ofgem Core Scenario Key Drivers
Generation | Non-renewable CHP | Gen_BB001 | >=1MW | MW | Installed capacity | Non-renewable | Distribution Thermal Generation (MW)
|  | Gen_BB002 | <1MW | MW | Installed capacity | Non-renewable excluding domestic Micro CHP
| Micro CHP | Gen_BB003 | Domestic (G98/G83) | MW | Installed capacity
| Renewable Engines (Landfill Gas, Sewage Gas, Biogas) | Gen_BB004 |  | MW | Installed capacity | Reciprocating Engines, Gas Turbines, Includes Anaerobic Digestion
| Non-renewable Engines (Diesel) (non CHP) | Gen_BB005 |  | MW
| Non-renewable Engines (Gas) (non CHP) | Gen_BB006 |  | MW | Installed capacity | Reciprocating Engines, Gas Turbines
| Fuel Cells | Gen_BB007 |  | MW | Installed capacity | Hydrogen or Gas as fuel input
| OCGTs (non CHP) | Gen_BB008 |  | MW | Installed capacity | Open Cycle Gas Turbines
| CCGTs (non CHP) | Gen_BB009 |  | MW | Installed capacity | Closed Cycle Gas Turbines
| Biomass & Energy Crops (including CHP) | Gen_BB010 | Includes Biomass Conversions | MW | Installed capacity
| Waste Incineration (including CHP) | Gen_BB011 |  | MW | Installed capacity
| Solar Generation | Gen_BB012 | Large (G99) | MW | Installed capacity |  | Solar Generation (MW)
|  | Gen_BB013 | Small (G98/G83) | MW | Installed capacity
| Wind | Gen_BB014 | Offshore Wind | MW | Installed capacity |  | Wind Generation (MW)
|  | Gen_BB015 | Onshore Wind >=1MW | MW
|  | Gen_BB016 | Onshore Wind <1MW | MW | Installed capacity
| Marine | Gen_BB017 | Tidal Stream, Wave Power, Tidal Lagoon | MW | Installed capacity |  | Not mentioned in Ofgem Core Scenario BBs
| Hydro | Gen_BB018 | Not pumped hydro | MW | Installed capacity |  | Not mentioned in Ofgem Core Scenario BBs
| Geothermal | Gen_BB019 |  | MW | Installed capacity |  | Not mentioned in Ofgem Core Scenario BBs
| Nuclear | Gen_BB020 |  | MW | Installed capacity |  | Not mentioned in Ofgem Core Scenario BBs
| Coal | Gen_BB021 | COAL | MW | Installed capacity | Transmission connected coal fired generation
| Interconnector | Gen_BB022 | IC | MW | Installed capacity | Transmission connected interconnection of other Transmission networks
| Hydrogen fuelled generation | Gen_BB023 | Hydrogen | MW | Installed capacity | Hydrogen fired generation
| Offshore-Wind (off-Grid) | Gen_BB024 | NC_GEN | MW | Installed capacity | Offshore wind capacity not connected to NETS
Demand |  | Dem_BB001a | Domestic | Number of | Number of domestic customers
|  | Dem_BB001b | Domestic | MW | Annualised Peak Demand MW (TBC) |  | Peak Demand
|  | Dem_BB002a | I&C | Number of | Number of I&C customers
|  | Dem_BB002b | I&C | Metres squared | Area of I&C customers
|  | Dem_BB002c | I&C | MW | Annualised Peak Demand MW (TBC)
Demand Low Carbon Technologies | Electric Vehicles | Lct_BB001 | Pure Electric (cars & motorbikes) | Number of | Number of EVs registered in the specific geographical area | Cars and Motorbikes Includes number of EVs in the specific geographical area | Low carbon vehicles
|  | Lct_BB002 | Plug-in-hybrid (cars and motorbikes) | Number of | Number of EVs registered in the specific geographical area | Cars and Motorbikes Includes number of EVs in the specific geographical area
|  | Lct_BB003 | Pure Electric (road vehicles other than cars and motorbikes) | Number of | Number of EVs registered in the specific geographical area | Vans, HGVs, Buses Includes number of EVs in the specific geographical area
|  | Lct_BB004 | Plug-in-hybrid (road vehicles other than cars and motorbikes) | Number of | Number of EVs registered in the specific geographical area | Vans, HGVs, Buses Includes number of EVs in the specific geographical area
| Heat Pumps | Lct_BB005 | Domestic - Non-hybrid | Number of | Number of Heat Pumps registered in the specific geographical area |  | Heat (Number of installations (k))
|  | Lct_BB006 | Domestic - Hybrid | Number of | Number of Heat Pumps registered in the specific geographical area | Electrical vs Gas bias
|  | Lct_BB007 | I&C - Non-hybrid | Number of | Number of Heat Pumps registered in the specific geographical area
|  | Lct_BB008 | I&C - Hybrid | Number of | Number of Heat Pumps registered in the specific geographical area | Electrical vs Gas bias
| District Heating | Lct_BB009 |  | Number of properties connected to DH |  |  | Heat (Number of installations (k))
| Electric Vehicle Charging units | Lct_BB010a | Domestic | Number of | Number of domestic charging units
|  | Lct_BB010b | Domestic | MW | Installed capacity of domestic charging units
|  | Lct_BB011a | Workplace | Number of | Number of Workplace charging units
|  | Lct_BB011b | Workplace | MW | Installed capacity of Workplace charging units
|  | Lct_BB012a | Public Slow/Fast | Number of | Number of Public Slow/Fast charging units
|  | Lct_BB012b | Public Slow/Fast | MW | Installed capacity of public Slow/Fast charging units
|  | Lct_BB013a | Public Rapid | Number of | Number of Public Rapid charging units | defined as >=43kW
|  | Lct_BB013b | Public Rapid | MW | Installed capacity of public Rapid charging units | defined as >=43kW
| Airconditioning units | Lct_BB014 | A/C units | Number of
Storage & DSR | Storage | Srg_BB001 | Batteries | MW | Installed capacity (MWh?) | Record Import and Export seperately | Storage (GW)
|  | Srg_BB002 | Domestic Batteries (G98) | MW | Installed capacity
|  | Srg_BB003 | Pumped Hydro | MW | Installed capacity
|  | Srg_BB004 | Other | MW | Installed capacity
|  | Srg_BB005 | V2G | MW | Installed capacity
| I&C DSR | Srg_BB006 | Load shifting (Increase / Decrease of load) | MW availability | Potential MW available to participate in DSR | Keep MW availability in the initial year and remove MW shifted from peak (revisit this in future years) | Total Industrial & Commercial Demand Side Response and I&C participation in DSR (MW)
|  | Srg_BB007 | Electric Vehicle Smart Charging | MW availability | Potential MW available to participate in DSR | Keep MW availability in the initial year and remove MW shifted from peak (revisit this in future years)
|  | Srg_BB008 | I&C Batteries | MW availability | Potential MW available to participate in DSR | Keep MW availability in the initial year and remove MW shifted from peak (revisit this in future years)
| Domestic DSR | Srg_BB009 | Electric Vehicle Smart Charging | MW availability | Potential MW available to participate in DSR | Keep MW availability in the initial year and remove MW shifted from peak (revisit this in future years) | Smart appliance and TOUT effects on residential peak demand (MVA)
|  | Srg_BB010 | Smart Appliances (TOUT) | MW availability | Potential MW available to participate in DSR | Keep MW availability in the initial year and remove MW shifted from peak (revisit this in future years)
|  | Srg_BB011 | Domestic Batteries (G98) | MW availability | Potential MW available to participate in DSR | Keep MW availability in the initial year and remove MW shifted from peak (revisit this in future years)

## Maping to BBs
Technology | Building Block ID Number | Open Networks Building Block | Technology 1 | Sub-technology 1 | Technology 2 | Sub-technology 2 | Technology 3 | Sub-technology 3 | Technology 4 | Sub-technology 4 | Technology 5 | Sub-technology 5 | Technology 6 | Sub-technology 6 | Technology 7 | Sub-technology 7 | Technology 8 | Sub-technology 8 | Technology 9 | Sub-technology 9 | Technology 10 | Sub-technology 10 | Technology 11 | Sub-technology 11
Non-renewable CHP | Gen_BB001 | Non-renewable CHP | Gas | CHP
| Gen_BB002 | <1MW
Micro CHP | Gen_BB003 | No Data
Renewable Engines (Landfill Gas, Sewage Gas, Biogas) | Gen_BB004 | Renewable Engines (Landfill Gas, Sewage Gas and Biogas) | Anaerobic digestion | - | Landfill gas | - | Sewage gas | -
Non-renewable Engines (Diesel) (non CHP) | Gen_BB005 | Non-renewable Engines (Diesel) (non CHP) | Diesel | -
Non-renewable Engines (Gas) (non CHP) | Gen_BB006 | Non-renewable Engines (Gas) (non CHP) | Gas | Reciprocating engines
Fuel Cells | Gen_BB007 | No Data
OCGTs (non CHP) | Gen_BB008 | OCGTs (non CHP) | Gas | OCGT
CCGTs (non CHP) | Gen_BB009 | No Data
Biomass & Energy Crops (including CHP) | Gen_BB010 | Biomass & Energy Crops (including CHP) | Biomass CHP | -
Waste Incineration (including CHP) | Gen_BB011 | Waste Incineration (including CHP) | Energy from Waste | -
Solar Generation | Gen_BB012 | Solar PV - Large (G99) | Solar PV | 10 kW - 1 MW | Solar PV | >=1 MW
| Gen_BB013 | Solar PV - Small (G98/G83) | Solar PV | <10 kW
Wind | Gen_BB014 | Wind - Offshore | Offshore wind | -
| Gen_BB015 | Wind - Onshore (>=1MW) | Onshore wind | >=1 MW
| Gen_BB016 | Wind - Onshore (<1MW) | Onshore wind | <1 MW
Marine | Gen_BB017 | Marine (Tidal stream, Wave Power, Tidal Lagoon) | Marine | -
Hydro | Gen_BB018 | Hydro (not pumped) | Hydropower | -
Geothermal | Gen_BB019 | No Data
Nuclear | Gen_BB020 | No Data
Coal | Gen_BB021 | No Data
Interconnector | Gen_BB022 | No Data
Hydrogen fuelled generation | Gen_BB023 | No Data
Offshore-Wind (off-Grid) | Gen_BB024 | No Data
Demand | Dem_BB001a | Growth of conventional underlying domestic demand | New developments | Domestic
| Dem_BB001b | Domestic (MW)
| Dem_BB002a | I&C (Number of)
| Dem_BB002b | Growth of conventional underlying I&C demand | New developments | Factory and warehouse | New developments | Hospital | New developments | Hotel | New developments | Medical | New developments | Office | New developments | Other | New developments | Restaurant | New developments | Retail | New developments | School & College | New developments | Sport & Leisure | New developments | University
| Dem_BB002c | I&C (MW)
Electric Vehicles | Lct_BB001 | Pure Electric (cars & motorbikes) | Electric vehicles | Off-street cars | Electric vehicles | On-street cars | Electric vehicles | Motorcycles
| Lct_BB002 | Plug-in-hybrid (cars and motorbikes)
| Lct_BB003 | Pure Electric (road vehicles other than cars & motorbikes) | Electric vehicles | Buses & coaches | Electric vehicles | HGVs | Electric vehicles | Fleet LGVs | Electric vehicles | Off-street LGVs | Electric vehicles | On-street LGVs
| Lct_BB004 | Plug-in-hybrid (road vehicles other than cars and motorbikes)
Heat Pumps | Lct_BB005 | Domestic - Non-hybrid heat pumps | Domestic heat pumps | Non-hybrid
| Lct_BB006 | Domestic - Hybrid heat pumps | Domestic heat pumps | Hybrid
| Lct_BB007 | I&C - Non-hybrid heat pumps | Non-domestic heat pumps | Non-hybrid
| Lct_BB008 | I&C - Hybrid heat pumps | Non-domestic heat pumps | Hybrid
District Heating | Lct_BB009 | No Data
Electric Vehicle Charging units | Lct_BB010a | Domestic (Number of)
| Lct_BB010b | No corresponding building block | EV chargers | Domestic off-street | EV chargers | Domestic on-street
| Lct_BB011a | Workplace (Number of)
| Lct_BB011b | No corresponding building block | EV chargers | Workplace | EV chargers | Fleet
| Lct_BB012a | Public Slow/Fast (Number of)
| Lct_BB012b | No corresponding building block | EV chargers | En-route local | EV chargers | Destination | EV chargers | Car park
| Lct_BB013a | Public Rapid (Number of)
| Lct_BB013b | No corresponding building block | EV chargers | En-route national
Airconditioning units | Lct_BB014 | No corresponding building block | Air conditioning | -
Storage | Srg_BB001 | Batteries | Battery storage | Standalone grid services | Battery storage | Generation co-location | Battery storage | High energy user
| Srg_BB002 | Domestic batteries (G98) | Battery storage | Domestic batteries
| Srg_BB003 | Pumped Hydro
| Srg_BB004 | Other
| Srg_BB005 | V2G
I&C DSR | Srg_BB006 | No Data
| Srg_BB007 | No Data
| Srg_BB008 | No Data
Domestic DSR | Srg_BB009 | No Data
| Srg_BB010 | No Data
| Srg_BB011 | No Data
No corresponding building block | Gas: Hydrogen peaking | No corresponding building block | Gas | Hydrogen peaking
| Other generation | No corresponding building block | Other generation | -
| Hydrogen electrolysis | No corresponding building block | Hydrogen electrolysis | -
| Domestic direct electric heating | No corresponding building block | Domestic direct electric heating | -
| Data centres (MW) | No corresponding building block | New developments | Data centres